## INTRO
DETENTION VOLUME ESTIMATING WORKBOOK
Version 2.2, Released January 2010
Urban Drainage and Flood Control District
Denver, Colorado
Purpose: | This workbook aids in the estimation of stormwater detention storage
volume for urban watersheds that are smaller than 160 acres.
Function: | 1. To apply the Rational Method (sometimes called the Modified FAA Method)
and Hydrograph Method to estimate stormwater detention volume.
2. To approximate the storage volume of a detention basin given
the basin geometry.
3. To estimate a stage-storage-discharge relationship for a detention basin
Content: | This workbook consists of the following sheets:
Detention Volume Estimating Calculations:
Modified FAA | Estimates detention storage volume using the Rational-Modified FAA method.
Hydrograph | Estimates detention storage volume using a simplified Hydrograph Method.
Full-Spectrum | Estimates detention storage volume using the Excess Urban Runoff Volume (EURV) Control Method.
Preparation of Stage-Storage Tables for Detention Basins:
Pond | Tabulates stage-storage relationship estimates for various pond shapes.
Preparation of Stage-discharge Tables Using Outlets with Inlet & Outlet Control:
WQCV | Tabulates a stage-discharge relationship for the water quality capture volume outlet structure (inlet control).
Restrictor Plate | Sizes a choking plate over a circular vertical orifice and dimensions an equivalent rectangular orifice.
Outlet | Tabulates a stage-discharge relationship for the final outlet structure (inlet control).
Culvert | Tabulates a stage-discharge relationship for the outlet culvert, comparing inlet vs. outlet control.
Spillway | Tabulates a stage-discharge relationship for a spillway.
Reservoir Routing Estimation:
Routing | Estimates Reservoir Routing.
Design Info | Provides runoff coefficient vs. watershed imperviousness relationships.
Acknowledgements: | Spreadsheet Development Team:
Dr. James C.Y. Guo, P.E.
Professor, Department of Civil Engineering
University of Colorado at Denver
Laura Kroeger, P.E. and Ken MacKenzie, P.E.
Senior Project Engineers, Design and Construction Program
Urban Drainage and Flood Control District
Comments? | Direct all comments regarding this spreadsheet workbook to: | UDFCD email
Revisions? | Check for revised versions of this or any other workbook at: | Downloads
Modified FAA
Hydrograph
Pond
WQCV
Outlet
Design Info
Culvert
Routing
Click here for history of revisions to this workbook
Spillway
Full-Spectrum
Restrictor Plate

## Modified FAA
DETENTION VOLUME BY THE MODIFIED FAA METHOD (See USDCM Volume 2 Storage Chapter for description of method) | [13 empty] | DETENTION VOLUME BY THE MODIFIED FAA METHOD (See USDCM Volume 2 Storage Chapter for description of method)
Project: | [13 empty] | Project:
Basin ID: | [13 empty] | Basin ID:
(For catchments less than 160 acres only. For larger catchments, use hydrograph routing method)
(NOTE: for catchments larger than 90 acres, CUHP hydrograph and routing are recommended)
Determination of MINOR Detention Volume Using Modified FAA Method | [6 empty] | Determination of MAJOR Detention Volume Using Modified FAA Method
Design Information (Input): | [6 empty] | Design Information (Input):
Catchment Drainage Imperviousness |  |  | Ia = |  | percent |  | Catchment Drainage Imperviousness |  |  | Ia = |  | percent
Catchment Drainage Area |  |  | A = |  | acres |  | Catchment Drainage Area |  |  | A = |  | acres
Predevelopment NRCS Soil Group |  |  | Type = |  | A, B, C, or D |  | Predevelopment NRCS Soil Group |  |  | Type = |  | A, B, C, or D
Return Period for Detention Control |  |  | T = |  | years (2, 5, 10, 25, 50, or 100) |  | Return Period for Detention Control |  |  | T = |  | years (2, 5, 10, 25, 50, or 100)
Time of Concentration of Watershed |  |  | Tc = |  | minutes |  | Time of Concentration of Watershed |  |  | Tc = |  | minutes
Allowable Unit Release Rate |  |  | q = |  | cfs/acre |  | Allowable Unit Release Rate |  |  | q = |  | cfs/acre
One-hour Precipitation |  |  | P1 = |  | inches |  | One-hour Precipitation |  |  | P1 = |  | inches
Design Rainfall IDF Formula i = C1* P1/(C2+Tc)^C3 | [6 empty] | Design Rainfall IDF Formula i = C1* P1/(C2+Tc)^C3
Coefficient One |  |  | C1 = |  |  |  | Coefficient One |  |  | C1 =
Coefficient Two |  |  | C2 = |  |  |  | Coefficient Two |  |  | C2 =
Coefficient Three |  |  | C3 = |  |  |  | Coefficient Three |  |  | C3 =
Determination of Average Outflow from the Basin (Calculated): | [6 empty] | Determination of Average Outflow from the Basin (Calculated):
Runoff Coefficient |  |  | C = |  |  |  | Runoff Coefficient |  |  | C =
Inflow Peak Runoff |  |  | Qp-in = |  | cfs |  | Inflow Peak Runoff |  |  | Qp-in = |  | cfs
Allowable Peak Outflow Rate |  |  | Qp-out = |  | cfs |  | Allowable Peak Outflow Rate |  |  | Qp-out = |  | cfs
|  |  | Mod. FAA Minor Storage Volume = | 0 | cubic feet |  |  |  |  | Mod. FAA Major Storage Volume = | 0 | cubic feet
|  |  | Mod. FAA Minor Storage Volume = | 0 | acre-ft |  |  |  |  | Mod. FAA Major Storage Volume = | 0 | acre-ft
<- Enter Rainfall Duration Incremental Increase Value Here (e.g. 5 for 5-Minutes)
Rainfall | Rainfall | Inflow | Adjustment | Average | Outflow | Storage | Rainfall | Rainfall | Inflow | Adjustment | Average | Outflow | Storage
Duration | Intensity | Volume | Factor | Outflow | Volume | Volume | Duration | Intensity | Volume | Factor | Outflow | Volume | Volume
minutes | inches / hr | cubic feet | "m" | cfs | cubic feet | cubic feet | minutes | inches / hr | cubic feet | "m" | cfs | cubic feet | cubic feet
(input) | (output) | (output) | (output) | (output) | (output) | (output) | (input) | (output) | (output) | (output) | (output) | (output) | (output)
[5 empty] | Mod. FAA Minor Storage Volume (cubic ft.) = | 0 | [5 empty] | Mod. FAA Major Storage Volume (cubic ft.) = | 0
[5 empty] | Mod. FAA Minor Storage Volume (acre-ft.) = | 0 | [5 empty] | Mod. FAA Major Storage Volume (acre-ft.) = | 0
UDFCD DETENTION VOLUME ESTIMATING WORKBOOK Version 2.2, Released January 2010 | [13 empty] | UDFCD DETENTION VOLUME ESTIMATING WORKBOOK Version 2.2, Released January 2010
Note on E17: This value is from Table SO-1 in the USDCM Storage Chapter
Note on E18: UDFCD: For the Denver area, approximately: 2-yr = 0.95" 5-yr = 1.35" 10-yr = 1.61" 50-yr = 2.21" 100-yr = 2.61" Refer to isopluvial maps for better estimation.
Note on E26: UDFCD: Value of C is from USDCM Runoff Chapter, EQ RO-6 & RO-7
Note on F20: Use this side of the worksheet for the MINOR (e.g. 2-year, 5-year, or 10-year) storage volume.
Note on L17: This value is from Table SO-1 in the USDCM Storage Chapter
Note on L18: UDFCD: For the Denver area, approximately: 2-yr = 0.95" 5-yr = 1.35" 10-yr = 1.61" 50-yr = 2.21" 100-yr = 2.61" Refer to isopluvial maps for better estimation.
Note on L26: UDFCD: Value of C is from USDCM Runoff Chapter, EQ RO-6 & RO-7
Note on M20: Use this side of the worksheet for the MAJOR (e.g. 25-year, 50-year, or 100-year) storage volume
Use Denver Area Default Values
Use Default q
Clear Worksheet
Use Default q
Calculate Tc

## Hydrograph
DETENTION VOLUME APPROXIMATION USING THE HYDROGRAPH METHOD
Project:
Basin ID:
Design Information (Input): |  |  |  |  | MINOR | MAJOR |  |  |  | 0 | 0 | 0
| Max. Allowable Peak Outflow |  |  | Qp-out = |  |  | cfs |  |  | 0 | 0 | 0 | 0
| Time to Peak Outflow |  |  | Tp-out = |  |  | minutes
| MINOR (e.g. 2-, 5-, OR 10-year) EVENT |  |  |  | MAJOR (e.g. 25-, 50-, or 100-year) EVENT
Time | Inflow | Outflow | Increm. | Storage | Inflow | Outflow | Increm. | Storage
| hydrograph | Rising Hy | Volume | Volume | hydrograph | Rising Hy | Volume | Volume
minutes | cfs | cfs | acre-ft | acre-ft | cfs | cfs | acre-ft | acre-ft
(input) | (input) | (output) | (output) | (output) | (input) | (output) | (output) | (output)
|  | #N/A | 0 | 0 |  | #N/A | 0 | 0
0 |  | #N/A | 0 | 0 |  | #N/A | 0 | 0
0 |  | #N/A | 0 | 0 |  | #N/A | 0 | 0
0 |  | #N/A | 0 | 0 |  | #N/A | 0 | 0
0 |  | #N/A | 0 | 0 |  | #N/A | 0 | 0
0 |  | #N/A | 0 | 0 |  | #N/A | 0 | 0
0 |  | #N/A | 0 | 0 |  | #N/A | 0 | 0
0 |  | #N/A | 0 | 0 |  | #N/A | 0 | 0
0 |  | #N/A | 0 | 0 |  | #N/A | 0 | 0
0 |  | #N/A | 0 | 0 |  | #N/A | 0 | 0
0 |  | #N/A | 0 | 0 |  | #N/A | 0 | 0
0 |  | #N/A | 0 | 0 |  | #N/A | 0 | 0
0 |  | #N/A | 0 | 0 |  | #N/A | 0 | 0
0 |  | #N/A | 0 | 0 |  | #N/A | 0 | 0
0 |  | #N/A | 0 | 0 |  | #N/A | 0 | 0
0 |  | #N/A | 0 | 0 |  | #N/A | 0 | 0
0 |  | #N/A | 0 | 0 |  | #N/A | 0 | 0
0 |  | #N/A | 0 | 0 |  | #N/A | 0 | 0
0 |  | #N/A | 0 | 0 |  | #N/A | 0 | 0
0 |  | #N/A | 0 | 0 |  | #N/A | 0 | 0
0 |  | #N/A | 0 | 0 |  | #N/A | 0 | 0
0 |  | #N/A | 0 | 0 |  | #N/A | 0 | 0
0 |  | #N/A | 0 | 0 |  | #N/A | 0 | 0
0 |  | #N/A | 0 | 0 |  | #N/A | 0 | 0
0 |  | #N/A | 0 | 0 |  | #N/A | 0 | 0
0 |  | #N/A | 0 | 0 |  | #N/A | 0 | 0
0 |  | #N/A | 0 | 0 |  | #N/A | 0 | 0
0 |  | #N/A | 0 | 0 |  | #N/A | 0 | 0
0 |  | #N/A | 0 | 0 |  | #N/A | 0 | 0
0 |  | #N/A | 0 | 0 |  | #N/A | 0 | 0
0 |  | #N/A | 0 | 0 |  | #N/A | 0 | 0 | NOTE: THIS IS A FIRST APPROXIMATION ONLY
0 |  | #N/A | 0 | 0 |  | #N/A | 0 | 0
0 |  | #N/A | 0 | 0 |  | #N/A | 0 | 0
0 |  | #N/A | 0 | 0 |  | #N/A | 0 | 0
0 |  | #N/A | 0 | 0 |  | #N/A | 0 | 0
0 |  | #N/A | 0 | 0 |  | #N/A | 0 | 0
0 |  | #N/A | 0 | 0 |  | #N/A | 0 | 0
0 |  | #N/A | 0 | 0 |  | #N/A | 0 | 0
0 |  | #N/A | 0 | 0 |  | #N/A | 0 | 0
0 |  | #N/A | 0 | 0 |  | #N/A | 0 | 0
0 |  | #N/A | 0 | 0 |  | #N/A | 0 | 0
0 |  | #N/A | 0 | 0 |  | #N/A | 0 | 0
0 |  | #N/A | 0 | 0 |  | #N/A | 0 | 0
0 |  | #N/A | 0 | 0 |  | #N/A | 0 | 0
0 |  | #N/A | 0 | 0 |  | #N/A | 0 | 0
0 |  | #N/A | 0 | 0 |  | #N/A | 0 | 0
0 |  | #N/A | 0 | 0 |  | #N/A | 0 | 0
0 |  | #N/A | 0 | 0 |  | #N/A | 0 | 0
0 |  | #N/A | 0 | 0 |  | #N/A | 0 | 0
0 |  | #N/A | 0 | 0 |  | #N/A | 0 | 0
0 |  | #N/A | 0 | 0 |  | #N/A | 0 | 0
0 |  | #N/A | 0 | 0 |  | #N/A | 0 | 0
0 |  | #N/A | 0 | 0 |  | #N/A | 0 | 0
0 |  | #N/A | 0 | 0 |  | #N/A | 0 | 0
0 |  | #N/A | 0 | 0 |  | #N/A | 0 | 0
0 |  | #N/A | 0 | 0 |  | #N/A | 0 | 0
0 |  | #N/A | 0 | 0 |  | #N/A | 0 | 0
0 |  | #N/A | 0 | 0 |  | #N/A | 0 | 0
0 |  | #N/A | 0 | 0 |  | #N/A | 0 | 0
0 |  | #N/A | 0 | 0 |  | #N/A | 0 | 0
0 |  | #N/A | 0 | 0 |  | #N/A | 0 | 0
0 |  | #N/A | 0 | 0 |  | #N/A | 0 | 0
0 |  | #N/A | 0 | 0 |  | #N/A | 0 | 0
0 |  | #N/A | 0 | 0 |  | #N/A | 0 | 0
0 |  | #N/A | 0 | 0 |  | #N/A | 0 | 0
0 |  | #N/A | 0 | 0 |  | #N/A | 0 | 0
0 |  | #N/A | 0 | 0 |  | #N/A | 0 | 0
0 |  | #N/A | 0 | 0 |  | #N/A | 0 | 0
0 |  | #N/A | 0 | 0 |  | #N/A | 0 | 0
0 |  | #N/A | 0 | 0 |  | #N/A | 0 | 0
0 |  | #N/A | 0 | 0 |  | #N/A | 0 | 0
0 |  | #N/A | 0 | 0 |  | #N/A | 0 | 0
0 |  | #N/A | 0 | 0 |  | #N/A | 0 | 0
0 |  | #N/A | 0 | 0 |  | #N/A | 0 | 0
0 |  | #N/A | 0 | 0 |  | #N/A | 0 | 0
0 |  | #N/A | 0 | 0 |  | #N/A | 0 | 0
0 |  | #N/A | 0 | 0 |  | #N/A | 0 | 0
0 |  | #N/A | 0 | 0 |  | #N/A | 0 | 0
0 |  | #N/A | 0 | 0 |  | #N/A | 0 | 0
0 |  | #N/A | 0 | 0 |  | #N/A | 0 | 0
0 |  | #N/A | 0 | 0 |  | #N/A | 0 | 0
0 |  | #N/A | 0 | 0 |  | #N/A | 0 | 0
0 |  | #N/A | 0 | 0 |  | #N/A | 0 | 0
0 |  | #N/A | 0 | 0 |  | #N/A | 0 | 0
0 |  | #N/A | 0 | 0 |  | #N/A | 0 | 0
0 |  | #N/A | 0 | 0 |  | #N/A | 0 | 0
0 |  | #N/A | 0 | 0 |  | #N/A | 0 | 0
0 |  | #N/A | 0 | 0 |  | #N/A | 0 | 0
0 |  | #N/A | 0 | 0 |  | #N/A | 0 | 0
0 |  | #N/A | 0 | 0 |  | #N/A | 0 | 0
0 |  | #N/A | 0 | 0 |  | #N/A | 0 | 0
0 |  | #N/A | 0 | 0 |  | #N/A | 0 | 0
0 |  | #N/A | 0 | 0 |  | #N/A | 0 | 0
0 |  | #N/A | 0 | 0 |  | #N/A | 0 | 0
0 |  | #N/A | 0 | 0 |  | #N/A | 0 | 0
0 |  | #N/A | 0 | 0 |  | #N/A | 0 | 0
0 |  | #N/A | 0 | 0 |  | #N/A | 0 | 0
0 |  | #N/A | 0 | 0 |  | #N/A | 0 | 0
0 |  | #N/A | 0 | 0 |  | #N/A | 0 | 0
0 |  | #N/A | 0 | 0 |  | #N/A | 0 | 0
0 |  | #N/A | 0 | 0 |  | #N/A | 0 | 0
0 |  | #N/A | 0 | 0 |  | #N/A | 0 | 0
0 |  | #N/A | 0 | 0 |  | #N/A | 0 | 0
0 |  | #N/A | 0 | 0 |  | #N/A | 0 | 0
0 |  | #N/A | 0 | 0 |  | #N/A | 0 | 0
0 |  | #N/A | 0 | 0 |  | #N/A | 0 | 0
0 |  | #N/A | 0 | 0 |  | #N/A | 0 | 0
0 |  | #N/A | 0 | 0 |  | #N/A | 0 | 0
0 |  | #N/A | 0 | 0 |  | #N/A | 0 | 0
0 |  | #N/A | 0 | 0 |  | #N/A | 0 | 0
0 |  | #N/A | 0 | 0 |  | #N/A | 0 | 0
0 |  | #N/A | 0 | 0 |  | #N/A | 0 | 0
0 |  | #N/A | 0 | 0 |  | #N/A | 0 | 0
0 |  | #N/A | 0 | 0 |  | #N/A | 0 | 0
0 |  | #N/A | 0 | 0 |  | #N/A | 0 | 0
0 |  | #N/A | 0 | 0 |  | #N/A | 0 | 0
0 |  | #N/A | 0 | 0 |  | #N/A | 0 | 0
0 |  | #N/A | 0 | 0 |  | #N/A | 0 | 0
0 |  | #N/A | 0 | 0 |  | #N/A | 0 | 0
0 |  | #N/A | 0 | 0 |  | #N/A | 0 | 0
0 |  | #N/A | 0 | 0 |  | #N/A | 0 | 0
0 |  | #N/A | 0 | 0 |  | #N/A | 0 | 0
0 |  | #N/A | 0 | 0 |  | #N/A | 0 | 0
0 |  | #N/A | 0 | 0 |  | #N/A | 0 | 0
0 |  | #N/A | 0 | 0 |  | #N/A | 0 | 0
0 |  | #N/A | 0 | 0 |  | #N/A | 0 | 0
0 |  | #N/A | 0 | 0 |  | #N/A | 0 | 0
0 |  | #N/A | 0 | 0 |  | #N/A | 0 | 0
0 |  | #N/A | 0 | 0 |  | #N/A | 0 | 0
0 |  | #N/A | 0 | 0 |  | #N/A | 0 | 0
0 |  | #N/A | 0 | 0 |  | #N/A | 0 | 0
0 |  | #N/A | 0 | 0 |  | #N/A | 0 | 0
0 |  | #N/A | 0 | 0 |  | #N/A | 0 | 0
0 |  | #N/A | 0 | 0 |  | #N/A | 0 | 0
0 |  | #N/A | 0 | 0 |  | #N/A | 0 | 0
0 |  | #N/A | 0 | 0 |  | #N/A | 0 | 0
0 |  | #N/A | 0 | 0 |  | #N/A | 0 | 0
0 |  | #N/A | 0 | 0 |  | #N/A | 0 | 0
0 |  | #N/A | 0 | 0 |  | #N/A | 0 | 0
0 |  | #N/A | 0 | 0 |  | #N/A | 0 | 0
0 |  | #N/A | 0 | 0 |  | #N/A | 0 | 0
0 |  | #N/A | 0 | 0 |  | #N/A | 0 | 0
0 |  | #N/A | 0 | 0 |  | #N/A | 0 | 0
0 |  | #N/A | 0 | 0 |  | #N/A | 0 | 0
0 |  | #N/A | 0 | 0 |  | #N/A | 0 | 0
0 |  | #N/A | 0 | 0 |  | #N/A | 0 | 0
0 |  | #N/A | 0 | 0 |  | #N/A | 0 | 0
0 |  | #N/A | 0 | 0 |  | #N/A | 0 | 0
0 |  | #N/A | 0 | 0 |  | #N/A | 0 | 0
0 |  | #N/A | 0 | 0 |  | #N/A | 0 | 0
0 |  | #N/A | 0 | 0 |  | #N/A | 0 | 0
0 |  | #N/A | 0 | 0 |  | #N/A | 0 | 0
0 |  | #N/A | 0 | 0 |  | #N/A | 0 | 0
0 |  | #N/A | 0 | 0 |  | #N/A | 0 | 0
0 |  | #N/A | 0 | 0 |  | #N/A | 0 | 0
0 |  | #N/A | 0 | 0 |  | #N/A | 0 | 0
0 |  | #N/A | 0 | 0 |  | #N/A | 0 | 0
0 |  | #N/A | 0 | 0 |  | #N/A | 0 | 0
0 |  | #N/A | 0 | 0 |  | #N/A | 0 | 0
0 |  | #N/A | 0 | 0 |  | #N/A | 0 | 0
0 |  | #N/A | 0 | 0 |  | #N/A | 0 | 0
0 |  | #N/A | 0 | 0 |  | #N/A | 0 | 0
0 |  | #N/A | 0 | 0 |  | #N/A | 0 | 0
0 |  | #N/A | 0 | 0 |  | #N/A | 0 | 0
0 |  | #N/A | 0 | 0 |  | #N/A | 0 | 0
0 |  | #N/A | 0 | 0 |  | #N/A | 0 | 0
0 |  | #N/A | 0 | 0 |  | #N/A | 0 | 0
0 |  | #N/A | 0 | 0 |  | #N/A | 0 | 0
0 |  | #N/A | 0 | 0 |  | #N/A | 0 | 0
0 |  | #N/A | 0 | 0 |  | #N/A | 0 | 0
0 |  | #N/A | 0 | 0 |  | #N/A | 0 | 0
0 |  | #N/A | 0 | 0 |  | #N/A | 0 | 0
0 |  | #N/A | 0 | 0 |  | #N/A | 0 | 0
0 |  | #N/A | 0 | 0 |  | #N/A | 0 | 0
0 |  | #N/A | 0 | 0 |  | #N/A | 0 | 0
0 |  | #N/A | 0 | 0 |  | #N/A | 0 | 0
0 |  | #N/A | 0 | 0 |  | #N/A | 0 | 0
0 |  | #N/A | 0 | 0 |  | #N/A | 0 | 0
0 |  | #N/A | 0 | 0 |  | #N/A | 0 | 0
0 |  | #N/A | 0 | 0 |  | #N/A | 0 | 0
0 |  | #N/A | 0 | 0 |  | #N/A | 0 | 0
0 |  | #N/A | 0 | 0 |  | #N/A | 0 | 0
0 |  | #N/A | 0 | 0 |  | #N/A | 0 | 0
0 |  | #N/A | 0 | 0 |  | #N/A | 0 | 0
0 |  | #N/A | 0 | 0 |  | #N/A | 0 | 0
0 |  | #N/A | 0 | 0 |  | #N/A | 0 | 0
0 |  | #N/A | 0 | 0 |  | #N/A | 0 | 0
0 |  | #N/A | 0 | 0 |  | #N/A | 0 | 0
0 |  | #N/A | 0 | 0 |  | #N/A | 0 | 0
0 |  | #N/A | 0 | 0 |  | #N/A | 0 | 0
0 |  | #N/A | 0 | 0 |  | #N/A | 0 | 0
0 |  | #N/A | 0 | 0 |  | #N/A | 0 | 0
0 |  | #N/A | 0 | 0 |  | #N/A | 0 | 0
0 |  | #N/A | 0 | 0 |  | #N/A | 0 | 0
0 |  | #N/A | 0 | 0 |  | #N/A | 0 | 0
0 |  | #N/A | 0 | 0 |  | #N/A | 0 | 0
0 |  | #N/A | 0 | 0 |  | #N/A | 0 | 0
0 |  | #N/A | 0 | 0 |  | #N/A | 0 | 0
0 |  | #N/A | 0 | 0 |  | #N/A | 0 | 0
0 |  | #N/A | 0 | 0 |  | #N/A | 0 | 0
0 |  | #N/A | 0 | 0 |  | #N/A | 0 | 0
0 |  | #N/A | 0 | 0 |  | #N/A | 0 | 0
0 |  | #N/A | 0 | 0 |  | #N/A | 0 | 0
0 |  | #N/A | 0 | 0 |  | #N/A | 0 | 0
0 |  | #N/A | 0 | 0 |  | #N/A | 0 | 0
0 |  | #N/A | 0 | 0 |  | #N/A | 0 | 0
0 |  | #N/A | 0 | 0 |  | #N/A | 0 | 0
0 |  | #N/A | 0 | 0 |  | #N/A | 0 | 0
0 |  | #N/A | 0 | 0 |  | #N/A | 0 | 0
0 |  | #N/A | 0 | 0 |  | #N/A | 0 | 0
0 |  | #N/A | 0 | 0 |  | #N/A | 0 | 0
0 |  | #N/A | 0 | 0 |  | #N/A | 0 | 0
0 |  | #N/A | 0 | 0 |  | #N/A | 0 | 0
0 |  | #N/A | 0 | 0 |  | #N/A | 0 | 0
0 |  | #N/A | 0 | 0 |  | #N/A | 0 | 0
0 |  | #N/A | 0 | 0 |  | #N/A | 0 | 0
0 |  | #N/A | 0 | 0 |  | #N/A | 0 | 0
0 |  | #N/A | 0 | 0 |  | #N/A | 0 | 0
NOTE: THIS IS A FIRST APPROXIMATION ONLY
Note on A12: Time Step in minutes
Note on B13: UDFCD: Import a hydrograph in this column. You can use CUHP to generate the hydrograph.
Note on F13: UDFCD: Import a hydrograph in this column. You can use CUHP to generate the hydrograph.
Determine Peak Outflow and Time to Peak Outflow
Clear Worksheet
Update Graph

## Full-Spectrum
EXCESS URBAN RUNOFF CONTROL (FULL-SPECTRUM) DETENTION SIZING
Project:
Basin ID:
* User input data shown in blue.
Area of Watershed (acres)
| Subwatershed Imperviousness | [6 empty] | 0
| Level of Minimizing Directly Connected Impervious Area (MDCIA) |  | 0
| 0 | 0%
| 1 | -0.88%
| 2 | 0.23%
Effective Imperviousness1
| Hydrologic Soil Type |  | Percentage of Area | Area (acres) |  |  |  |  | 0 | 1
| Type A |  |  | 0 | [5 empty] | 0
| Type B |  |  | 0 | [5 empty] | 1
| Type C or D |  |  | 0 | [5 empty] | 2
1
|  |  | Recommended Horton's Equation Parameters for CUHP | [6 empty] | 100-year Detention Volume Including WQCV
|  |  | Infiltration (inches per hour) |  | Decay Coefficient--a |  |  |  |  | 100-year Detention Volume plus WQCV
|  |  | Initial--fi | Final--fo | [5 empty] | 100-year Detention Volume plus 1/2 WQCV
|  |  | 5 | 1 | 0.0007
|  |  | 4.5 | 0.6 | 0.0018
|  |  | 3 | 0.5 | 0.0018
|  |  | 0 | 0 | 0
|  |  | 0 | 0 | 0
|  |  | 0 | 0 | 0
|  |  | 0 | 0 | 0
|  |  | 0 | 0 | 0
|  |  | Detention Volumes 2,5 |  | Maximum Allowable Release Rate, cfs3
|  |  | (watershed inches) | (acre-feet)
| Excess Urban Runoff Volume4 |  | 0 | 0 | Design Oulet to Empty EURV in 72 Hours
| 100-year Detention Volume Including WQCV | 5 | 0 | 0 | 0
| Detention Volume |  | (watershed inches) | (acre-feet)
| Excess Runoff Volume inches/ watershed area | [5 empty] | WARNING Sum Not = 100%
| Soil A | #VALUE! | #VALUE! |  |  |  | WARNING Imp. > 100%
| Soil B | #VALUE! | #VALUE!
| Soil C or D | #VALUE! | #VALUE!
| Excess Urban Runoff Volume |  | #VALUE! | #VALUE!
100-yr Total Volume inches/ watershed area
| Soil A | #VALUE! | #VALUE!
| Soil B | #VALUE! | #VALUE!
| Soil C or D | #VALUE! | #VALUE!
| 100-yr Detention Volume |  | #VALUE! | #VALUE!
Recommended Maximum Allowable Unit Flow Release Rates (cfs/acre) of Tributary Catchment
Design Return Period (Years)
|  | 2 | 5 | 10 | 25 | 50 | 100
| Soil A | 0.02 | 0.07 | 0.13 | 0.24 | 0.33 | 0.5
| Soil B | 0.03 | 0.13 | 0.23 | 0.41 | 0.56 | 0.85
| Soil C or D | 0.04 | 0.17 | 0.3 | 0.52 | 0.68 | 1
|  | 0 | 0 | 0 | 0 | 0 | 0
|  | 0 | 0 | 0 | 0 | 0 | 0
|  | 0 | 0 | 0 | 0 | 0 | 0
|  | 0 | 0 | 0 | 0 | 0 | 0
| Weighted average for watershed | 0 | 0 | 0 | 0 | 0 | 0
Recommended Maximum Allowable Unit Flow Release Rates (cfs) of Tributary Catchment
| Weighted average for watershed | 0 | 0 | 0 | 0 | 0 | 0
[14 empty] | Modified | K100 | Excess runoff
[12 empty] | K100 |  | Trendline | Type A soil
[8 empty] | Imp ratio |  |  | % Imp | Ac-Ft/Ac | Inches | Values | Inches | % Imp | A-soil Excess Runoff | B-soil Excess Runoff | C/D soil Excess Runoff
[8 empty] | 0 |  |  | 0 | -0.0039556 | 0 | 0 | -0.12 | 5% | 0 | 0.01813 | 0.023005
[8 empty] | 0.1 |  |  | 10 | 0.0156 | 0.1872 | 0.18 | 0.17598 | 10% | 0.09361 | 0.08236 | 0.07991
[8 empty] | 0.2 |  |  | 20 | 0.034711 | 0.41653 | 0.43128 | 0.46096 | 20% | 0.29852 | 0.21082 | 0.19372
[8 empty] | 0.3 |  |  | 30 | 0.053378 | 0.64053 | 0.64338 | 0.73493 | 30% | 0.50343 | 0.33928 | 0.30753
[8 empty] | 0.4 |  |  | 40 | 0.0716 | 0.8592 | 0.85312 | 0.9979 | 40% | 0.70834 | 0.46774 | 0.42134
[8 empty] | 0.5 |  |  | 50 | 0.089378 | 1.0725 | 1.0605 | 1.2499 | 50% | 0.91325 | 0.5962 | 0.53515
[8 empty] | 0.6 |  |  | 60 | 0.10671 | 1.2805 | 1.2655 | 1.4908 | 60% | 1.1182 | 0.72466 | 0.64896
[8 empty] | 0.7 |  |  | 70 | 0.1236 | 1.4832 | 1.4682 | 1.7208 | 70% | 1.3231 | 0.85312 | 0.76277
[8 empty] | 0.8 |  |  | 80 | 0.14004 | 1.6805 | 1.6685 | 1.9398 | 80% | 1.528 | 0.98158 | 0.87658
[8 empty] | 0.9 |  |  | 90 | 0.15604 | 1.8725 | 1.8664 | 2.1477 | 90% | 1.7329 | 1.11 | 0.99039
[8 empty] | 1 |  |  | 100 | 0.1716 | 2.0592 | 2.062 | 2.3447 | 100% | 1.9378 | 1.2385 | 1.1042
Notes:
1) Effective imperviousness is based on Figure ND-1 of the Urban Storm Drainage Criteria Manual (USDCM).
2) Results shown reflect runoff reduction from Level 1 or 2 MDCIA and are plotted at the watershed's total imperviousness value; the impact of MDCIA is reflected by the results being below the curves.
3) Maximum allowable release rates for 100-year event are based on Table SO-1. Outlet for the Excess Urban Runoff Volume (EURV) to be designed to empty out the EURV in 72 hours. Outlet design is similar to one for the WQCV outlet of an extended detention basin (i.e., perforated plate with a micro-pool) and extends to top of EURV water surface elevation.
4) EURV approximates the difference between developed and pre-developed runoff volume.
5) 100-yr detention volume includes EURV. No need to add more volume for WQCV or EURV
Clear Worksheet

## WQCV
STAGE-DISCHARGE SIZING OF THE WATER QUALITY CAPTURE VOLUME (WQCV) OUTLET | [19 empty] | STAGE-DISCHARGE SIZING OF THE WATER QUALITY CAPTURE VOLUME (WQCV) OUTLET
Project: | [19 empty] | Project:
Basin ID: | [19 empty] | Basin ID:
WQCV Design Volume (Input):
|  |  |  | Catchment Imperviousness, Ia = |  | percent |  |  | Diameter of holes, D = |  | in. |  |  | Time to Drain the Pond = |  | hours
|  |  |  | Catchment Area, A = |  | acres |  |  | Number of holes per row, N =
|  |  |  | Depth at WQCV outlet above lowest perforation, H = |  | inches |  |  |  | OR
|  |  |  | Vertical distance between rows, h = |  | inches
|  |  |  | Number of rows, NL = |  |  |  |  | Height of slot, H = |  | in.
|  |  |  | Orifice discharge coefficient, Co = |  |  |  |  | Width of slot, W = |  | in.
Outlet Design Information (Output):
[9 empty] | Water Quality Capture Volume (1.0 * (0.91 * I^3 - 1.19 * I^2 + 0.78 * I)), WQCV = |  | watershed inches
[9 empty] | Water Quality Capture Volume (WQCV) = |  | acre-feet |  |  |  | 0
[9 empty] | Design Volume (WQCV / 12 * Area * 1.2) Vol = |  | acre-feet
[9 empty] | Recommended maximum outlet area per row (based on 4" vertical spacing of rows), Ao = | N/A | square inches
[9 empty] | Total opening area at each row based on user-input above, Ao = | 0 | square inches
[9 empty] | Total opening area at each row based on user-input above, Ao = | 0 | square feet
Calculation of Collection Capacity:
Central Elevations of Rows of Holes in feet
Stage | Row 1 | Row 2 | Row 3 | Row 4 | Row 5 | Row 6 | Row 7 | Row 8 | Row 9 | Row 10 | Row 11 | Row 12 | Row 13 | Row 14 | Row 15 | Row 16 | Row 17 | Row 18 | S
ft | [18 empty] | Flow | bar: Central Elevations of Rows of Holes in feet Row 1
(input) | Central Elevations of Rows of Holes in feet Row 1: Collection Capacity for Each Row of Holes in cfs
#N/A
#N/A
#N/A
#N/A
#N/A
#N/A
#N/A
#N/A
#N/A
#N/A
#N/A
#N/A
#N/A
#N/A
#N/A
#N/A
#N/A
#N/A
#N/A
#N/A
#N/A
#N/A
#N/A
#N/A
#N/A
#N/A
#N/A
#N/A
#N/A
#N/A
#N/A
#N/A
#N/A
#N/A
#N/A
#N/A
#N/A
#N/A
#N/A
#N/A
#N/A
#N/A
#N/A
#N/A
Note on K17: UDFCD: If the 'Full-Spectrum' Sheet is filled out, this value automatically comes from that sheet.
Click Here to size WQCV Perforations
Update Graph
Auto-Fill Stages
Clear Worksheet

## Pond
STAGE-STORAGE SIZING FOR POLYGONAL, ELLIPTICAL, OR IRREGULAR PONDS | [10 empty] | STAGE-STORAGE SIZING FOR POLYGONAL, ELLIPTICAL, OR IRREGULAR PONDS
Project: | [10 empty] | Project:
Basin ID: | [10 empty] | Basin ID:
Design Information (Input): | [5 empty] | Check Pond Shape
|  | Width of Pond Bottom, W = |  | ft |  | Right Triangle |  | OR…
|  | Length of Pond Bottom, L = |  | ft |  | Isosceles Triangle |  | OR…
|  | Dam Side-slope (H:V), Zd = |  | ft/ft |  | Rectangle |  | OR…
[6 empty] | Circle / Ellipse |  | OR…
[6 empty] | Irregular |  | (Use Overide values in cells G32:G52)
[7 empty] | MINOR | MAJOR
[6 empty] | Storage Requirement from Sheet 'Modified FAA': |  |  | acre-ft.
Stage-Storage Relationship: | [5 empty] | Storage Requirement from Sheet 'Hydrograph': |  |  | acre-ft.
[6 empty] | Storage Requirement from Sheet 'Full-Spectrum': |  |  | acre-ft.
Labels | Stage | Side | Pond | Pond | Surface | Surface | Volume | Surface | Volume | Target Volumes
for WQCV, Minor, |  | Slope | Width at | Length at | Area at | Area at | Below | Area at | Below | for WQCV, Minor,
& Major Storage |  | (H:V) | Stage | Stage | Stage | Stage | Stage | Stage | Stage | & Major Storage
Stages | ft | ft/ft | ft | ft | ft2 | ft2 User | ft3 | acres | acre-ft | Volumes
(input) | (input) | Below El. | (output) | (output) | (output) | Overide | (output) | (output) | (output) | (for goal seek)
| 0 | (input) | [6 empty] | 0
| 0.2 |  | 0 | 0 |  |  | #N/A |  | 0
| 0.4 |  | 0 | 0 |  |  | #N/A |  | 0
| 0.6 |  | 0 | 0 |  |  | #N/A |  | 0
| 0.8 |  | 0 | 0 |  |  | #N/A |  | 0
| 1 |  | 0 | 0 |  |  | #N/A |  | 0
| 1.2 |  | 0 | 0 |  |  | #N/A |  | 0
| 1.4 |  | 0 | 0 |  |  | #N/A |  | 0
| 1.6 |  | 0 | 0 |  |  | #N/A |  | 0
| 1.8 |  | 0 | 0 |  |  | #N/A |  | 0
| 2 |  | 0 | 0 |  |  | #N/A |  | 0
| 2.2 |  | 0 | 0 |  |  | #N/A |  | 0
| 2.4 |  | 0 | 0 |  |  | #N/A |  | 0
| 2.6 |  | 0 | 0 |  |  | #N/A |  | 0
| 2.8 |  | 0 | 0 |  |  | #N/A |  | 0
| 3 |  | 0 | 0 |  |  | #N/A |  | 0
| 3.2 |  | 0 | 0 |  |  | #N/A |  | 0
| 3.4 |  | 0 | 0 |  |  | #N/A |  | 0
| 3.6 |  | 0 | 0 |  |  | #N/A |  | 0
| 3.8 |  | 0 | 0 |  |  | #N/A |  | 0
| 4 |  | 0 | 0 |  |  | #N/A |  | 0
| 4.2 |  | 0 | 0 |  |  | #N/A |  | 0
| 4.4 |  | 0 | 0 |  |  | #N/A |  | 0
| 4.6 |  | 0 | 0 |  |  | #N/A |  | 0
| 4.8 |  | 0 | 0 |  |  | #N/A |  | 0
| 5 |  | 0 | 0 |  |  | #N/A |  | 0
| 5.2 |  | 0 | 0 |  |  | #N/A |  | 0
| 5.4 |  | 0 | 0 |  |  | #N/A |  | 0
| 5.6 |  | 0 | 0 |  |  | #N/A |  | 0
| 5.8 |  | 0 | 0 |  |  | #N/A |  | 0
| 6 |  | 0 | 0 |  |  | #N/A |  | 0
| 6.2 |  | 0 | 0 |  |  | #N/A |  | 0
| 6.4 |  | 0 | 0 |  |  | #N/A |  | 0
| 6.6 |  | 0 | 0 |  |  | #N/A |  | 0
| 6.8 |  | 0 | 0 |  |  | #N/A |  | 0
| 7 |  | 0 | 0 |  |  | #N/A |  | 0
| 7.2 |  | 0 | 0 |  |  | #N/A |  | 0
| 7.4 |  | 0 | 0 |  |  | #N/A |  | 0
| 7.6 |  | 0 | 0 |  |  | #N/A |  | 0
| 7.8 |  | 0 | 0 |  |  | #N/A |  | 0
| 8 |  | 0 | 0 |  |  | #N/A |  | 0
| 8.2 |  | 0 | 0 |  |  | #N/A |  | 0
| 8.4 |  | 0 | 0 |  |  | #N/A |  | 0
| 8.6 |  | 0 | 0 |  |  | #N/A |  | 0
Note on H32: UDFCD: If the WQCV is allowed to be included in the storage volume, this cell may be a good place to enter that value (or a portion of) from cell H25, since the WQCV storage footprint may be a different shape than the rest of the pond.
Auto-Fill Stage Column
Update Graph
Clear Worksheet

## Restrictor Plate
RESTRICTOR PLATE SIZING FOR CIRCULAR VERTICAL ORIFICES
Project:
Basin ID:
X
1
|  |  |  | #1 Vertical | #2 Vertical
Sizing the Restrictor Plate for Circular Vertical Orifices or Pipes (Input) |  |  |  | Orifice | Orifice
| Water Surface Elevation at Design Depth |  | Elev: WS = |  |  | feet
| Pipe/Vertical Orifice Entrance Invert Elevation |  | Elev: Invert = |  |  | feet
| Required Peak Flow through Orifice at Design Depth |  | Q = |  |  | cfs
| Pipe/Vertical Orifice Diameter (inches) |  | Dia = |  |  | inches
| Orifice Coefficient |  | Co =
Full-flow Capacity (Calculated)
| Full-flow area |  | Af = |  |  | sq ft
| Half Central Angle in Radians |  | Theta = |  |  | rad
| Full-flow capacity |  | Qf = |  |  | cfs
Percent of Design Flow =
Calculation of Orifice Flow Condition
| Half Central Angle (0<Theta<3.1416) |  | Theta = |  |  | rad
| Flow area |  | Ao = |  |  | sq ft
| Top width of Orifice (inches) |  | To = |  |  | inches
| Height from Invert of Orifice to Bottom of Plate (feet) |  | Yo = |  |  | feet
| Elevation of Bottom of Plate |  | Elev Plate Bottom Edge = |  |  | feet
| Resultant Peak Flow Through Orifice at Design Depth |  | Qo = |  |  | cfs
| Width of Equivalent Rectangular Vertical Orifice |  | Equivalent Width = |  |  | feet
| Centroid Elevation of Equivalent Rectangular Vertical Orifice |  | Equiv. Centroid El. = |  |  | feet
OPTION 1: | Routing 1: Water flows through WQCV plate and #1 horizontal opening into #1 vertical opening. This flow plus flow from #2 horizontal opening flows through #2 vertical opening.
OPTION 2: | Routing 2: Water flows through WQCV plate and #1 vertical opening and #1 horizontal opening into #2 vertical opening (#2 horizontal opening is not used).
OPTION 3: | Routing 3: Single Stage - Water flows through WQCV plate and #1 horizontal opening into #1 vertical opening. This flow will be applied to culvert sheet (#2 vertical & horizontal openings is not used).
OPTION 4: | Routing 4: Water flows separately through WQCV plate, #1 horizontal opening, #2 horizontal opening, #1 vertical opening, and #2 vertical opening. The sum of all four will be applied to culvert sheet.
Note on C8: UDFCD: A restrictor plate is placed over the upper portion of an outlet pipe or circular vertical orifice to limit the flow at a prescribed headwater depth. The remaining open area is then evaluated as an equivalent rectangular vertical orifice.
Clear Worksheet
Copy #1 Vert. Orifice to Outlet Sheet
Copy #2 Vert. Orifice to Outlet Sheet

## Outlet
STAGE-DISCHARGE SIZING OF THE WEIRS AND ORIFICES (INLET CONTROL) | [10 empty] | STAGE-DISCHARGE SIZING OF THE WEIRS AND ORIFICES (INLET CONTROL) | Routing 5: Water flows separately through WQCV plate, #1 horizontal opening, #2 horizontal opening, #1 vertical opening, and #2 vertical opening. The sum of all four will be applied to culvert sheet.
5
Project: | [10 empty] | Project:
Basin ID: | [10 empty] | Basin ID:
Current Routing Order is #5
Design Information (Input): | [5 empty] | #1 Horiz. | #2 Horiz. | #1 Vert. | #2 Vert.
| Circular Opening: |  |  | Diameter in Inches | Dia. = |  |  |  |  | inches
OR
| Rectangular Opening: |  |  | Width in Feet | W = |  |  |  |  | ft.
|  |  |  | Length (Height for Vertical) | L or H = |  |  |  |  | ft.
|  |  |  | Percentage of Open Area After Trash Rack Reduction | % open = |  |  |  |  | %
|  |  |  | Orifice Coefficient | Co =
|  |  |  | Weir Coefficient | Cw =
|  |  |  | Orifice Elevation (Bottom for Vertical) | Eo = |  |  |  |  | ft.
Calculation of Collection Capacity:
|  |  |  | Net Opening Area (after Trash Rack Reduction) | Ao = |  |  |  |  | sq. ft.
|  |  |  | OPTIONAL: User-Overide Net Opening Area | Ao = |  |  |  |  | sq. ft.
|  |  |  | Perimeter as Weir Length | Lw = |  |  | ft.
|  |  |  | OPTIONAL: User-Overide Weir Length | Lw = |  |  | ft.
[7 empty] | Top Elevation of Vertical Orifice Opening, Top = |  |  | ft.
[7 empty] | Center Elevation of Vertical Orifice Opening, Cen = |  |  | ft.
Routing 5: Water flows separately through WQCV plate, #1 horizontal opening, #2 horizontal opening, #1 vertical opening, and #2 vertical opening. The sum of all four will be applied to culvert sheet.
|  |  | Horizontal Orifices |  |  |  | Vertical Orifices
Labels | Water | WQCV | #1 Horiz. | #1 Horiz. | #2 Horiz. | #2 Horiz. | #1 Vert. | #2 Vert. | Total | Target Volumes
for WQCV, Minor, | Surface | Plate/Riser | Weir | Orifice | Weir | Orifice | Collection | Collection | Collection | for WQCV, Minor,
& Major Storage | Elevation | Flow | Flow | Flow | Flow | Flow | Capacity | Capacity | Capacity | & Major Storage
W.S. Elevations | ft | cfs | cfs | cfs | cfs | cfs | cfs | cfs | cfs | Volumes
(input) | (linked) | (User-linked) | (output) | (output) | (output) | (output) | (output) | (output) | (output) | (link for goal seek)
| 0 | #N/A | 0 | 0 | 0 | 0 | 0 | 0 | #N/A
| 0.2 | #N/A | 0 | 0 | 0 | 0 | 0 | 0 | #N/A
| 0.4 | #N/A | 0 | 0 | 0 | 0 | 0 | 0 | #N/A
| 0.6 | #N/A | 0 | 0 | 0 | 0 | 0 | 0 | #N/A
| 0.8 | #N/A | 0 | 0 | 0 | 0 | 0 | 0 | #N/A
| 1 | #N/A | 0 | 0 | 0 | 0 | 0 | 0 | #N/A
| 1.2 | #N/A | 0 | 0 | 0 | 0 | 0 | 0 | #N/A
| 1.4 | #N/A | 0 | 0 | 0 | 0 | 0 | 0 | #N/A
| 1.6 | #N/A | 0 | 0 | 0 | 0 | 0 | 0 | #N/A
| 1.8 | #N/A | 0 | 0 | 0 | 0 | 0 | 0 | #N/A
| 2 | #N/A | 0 | 0 | 0 | 0 | 0 | 0 | #N/A
| 2.2 | #N/A | 0 | 0 | 0 | 0 | 0 | 0 | #N/A
| 2.4 | #N/A | 0 | 0 | 0 | 0 | 0 | 0 | #N/A
| 2.6 | #N/A | 0 | 0 | 0 | 0 | 0 | 0 | #N/A
| 2.8 | #N/A | 0 | 0 | 0 | 0 | 0 | 0 | #N/A
| 3 | #N/A | 0 | 0 | 0 | 0 | 0 | 0 | #N/A
| 3.2 | #N/A | 0 | 0 | 0 | 0 | 0 | 0 | #N/A
| 3.4 | #N/A | 0 | 0 | 0 | 0 | 0 | 0 | #N/A
| 3.6 | #N/A | 0 | 0 | 0 | 0 | 0 | 0 | #N/A
| 3.8 | #N/A | 0 | 0 | 0 | 0 | 0 | 0 | #N/A
| 4 | #N/A | 0 | 0 | 0 | 0 | 0 | 0 | #N/A
| 4.2 | #N/A | 0 | 0 | 0 | 0 | 0 | 0 | #N/A
| 4.4 | #N/A | 0 | 0 | 0 | 0 | 0 | 0 | #N/A
| 4.6 | #N/A | 0 | 0 | 0 | 0 | 0 | 0 | #N/A
| 4.8 | #N/A | 0 | 0 | 0 | 0 | 0 | 0 | #N/A
| 5 | #N/A | 0 | 0 | 0 | 0 | 0 | 0 | #N/A
| 5.2 | #N/A | 0 | 0 | 0 | 0 | 0 | 0 | #N/A
| 5.4 | #N/A | 0 | 0 | 0 | 0 | 0 | 0 | #N/A
| 5.6 | #N/A | 0 | 0 | 0 | 0 | 0 | 0 | #N/A
| 5.8 | #N/A | 0 | 0 | 0 | 0 | 0 | 0 | #N/A
| 6 | #N/A | 0 | 0 | 0 | 0 | 0 | 0 | #N/A
| 6.2 | #N/A | 0 | 0 | 0 | 0 | 0 | 0 | #N/A
| 6.4 | #N/A | 0 | 0 | 0 | 0 | 0 | 0 | #N/A
| 6.6 | #N/A | 0 | 0 | 0 | 0 | 0 | 0 | #N/A
| 6.8 | #N/A | 0 | 0 | 0 | 0 | 0 | 0 | #N/A
| 7 | #N/A | 0 | 0 | 0 | 0 | 0 | 0 | #N/A
| 7.2 | #N/A | 0 | 0 | 0 | 0 | 0 | 0 | #N/A
| 7.4 | #N/A | 0 | 0 | 0 | 0 | 0 | 0 | #N/A
| 7.6 | #N/A | 0 | 0 | 0 | 0 | 0 | 0 | #N/A
| 7.8 | #N/A | 0 | 0 | 0 | 0 | 0 | 0 | #N/A
| 8 | #N/A | 0 | 0 | 0 | 0 | 0 | 0 | #N/A
| 8.2 | #N/A | 0 | 0 | 0 | 0 | 0 | 0 | #N/A
| 8.4 | #N/A | 0 | 0 | 0 | 0 | 0 | 0 | #N/A
| 8.6 | #N/A | 0 | 0 | 0 | 0 | 0 | 0 | #N/A
Note on B9: UDFCD: To initialize the routing scheme, click on the graphic of the outlet structure that matches your design.
Note on C48: UDFCD: Link this column to sheet WQCV column N values only if the WS elevations match. This column is optional, the outlet can be sized without it.
Clear Worksheet
Update Graph
Routing Order 5: Simple Sum of All Openings

## Culvert
STAGE-DISCHARGE SIZING OF THE OUTLET CULVERT (INLET vs. OUTLET CONTROL WITH TAILWATER EFFECTS) | [7 empty] | STAGE-DISCHARGE SIZING OF THE OUTLET CULVERT (INLET vs. OUTLET CONTROL WITH TAILWATER EFFECTS)
Project: | [7 empty] | Project:
Basin ID: | [7 empty] | Basin ID:
44198.55
1
Design Information (Input):
Circular Culvert: | Barrel Diameter in Inches |  |  | D = |  | inches
Circular Culvert: | Inlet Edge Type (choose from pull-down list) |  |  |  | Square End with Headwall
OR: |  |  |  |  | OR:
Box Culvert: | Barrel Height (Rise) in Feet |  |  | Height (Rise) = |  | ft.
Box Culvert: | Barrel Width (Span) in Feet |  |  | Width (Span) = |  | ft.
Box Culvert: | Inlet Edge Type (choose from pull-down list) |  |  |  | 1.5 : 1 Bevel w/ 90 Deg. Headwall
| Number of Barrels |  |  | No = | 1
| Inlet Elevation at Culvert Invert |  |  | Ielev = |  | ft. elev.
| Outlet Elevation at Culvert Invert |  |  | Oelev = |  | ft. elev.
| Culvert Length in Feet |  |  | L = |  | ft.
| Manning's Roughness |  |  | n = | 0.013
| Bend Loss Coefficient |  |  | Kb = | 0
| Exit Loss Coefficient |  |  | Kx = | 1
Design Information (calculated):
| Entrance Loss Coefficient |  |  | Ke = | 0
| Friction Loss Coefficient |  |  | Kf = | 0
| Sum of All Loss Coefficients |  |  | Ks = | 0
| Orifice Inlet Condition Coefficient |  |  | Cd = | 0
| Minimum Energy Condition Coefficient |  |  | KElow = | 0
Calculations of Culvert Capacity (output):
| Water Surface | Tailwater | Culvert | Culvert | Flowrate | Controlling
| Elevation | Surface | Inlet-Control | Outlet-Control | Into Culvert | Culvert
| From Sheet | Elevation | Flowrate | Flowrate | From Sheet | Flowrate
| "Pond" | ft | cfs | cfs | "Outlet" | cfs
| (ft., linked) | (input if known) | (output) | (output) | (cfs, linked) | (output) | Inlet equation used:
| 0 |  |  |  | #N/A
| 0.2 |  |  |  | #N/A
| 0.4 |  |  |  | #N/A
| 0.6 |  |  |  | #N/A
| 0.8 |  |  |  | #N/A
| 1 |  |  |  | #N/A
| 1.2 |  |  |  | #N/A
| 1.4 |  |  |  | #N/A
| 1.6 |  |  |  | #N/A
| 1.8 |  |  |  | #N/A
| 2 |  |  |  | #N/A
| 2.2 |  |  |  | #N/A
| 2.4 |  |  |  | #N/A
| 2.6 |  |  |  | #N/A
| 2.8 |  |  |  | #N/A
| 3 |  |  |  | #N/A
| 3.2 |  |  |  | #N/A
| 3.4 |  |  |  | #N/A
| 3.6 |  |  |  | #N/A
| 3.8 |  |  |  | #N/A
| 4 |  |  |  | #N/A
| 4.2 |  |  |  | #N/A
| 4.4 |  |  |  | #N/A
| 4.6 |  |  |  | #N/A
| 4.8 |  |  |  | #N/A
| 5 |  |  |  | #N/A
| 5.2 |  |  |  | #N/A
| 5.4 |  |  |  | #N/A
| 5.6 |  |  |  | #N/A
| 5.8 |  |  |  | #N/A
| 6 |  |  |  | #N/A
| 6.2 |  |  |  | #N/A
| 6.4 |  |  |  | #N/A
| 6.6 |  |  |  | #N/A
| 6.8 |  |  |  | #N/A
| 7 |  |  |  | #N/A |  |  |  | 2 | EQ | EDGE | KE | SR | A | BS | C | DIP | EE | F
| 7.2 |  |  |  | #N/A |  |  |  | Square Edge w/ 90-15 Deg. Headwall | 1 | square | 0.5 | 0.5 | 0.12212 | 0.50543 | -0.10856 | 0.020781 | -0.0013676 | 3.456e-05
| 7.4 |  |  |  | #N/A |  |  |  | 1.5 : 1 Bevel w/ 90 Deg. Headwall | 2 | 1.5-bev. | 0.2 | 0.5 | 0.096759 | 0.45516 | -0.08129 | 0.012156 | -0.00067794 | 1.48e-05
| 7.6 |  |  |  | #N/A |  |  |  | 1 : 1 Bevel w/ Headwall | 3 | 1.1-bev. | 0.2 | 0.5 | 0.15661 | 0.39894 | -0.064039 | 0.011201 | -0.0006449 | 1.4566e-05
| 7.8 |  |  |  | #N/A |  |  |  | Square Edge w/ 30-78 deg. Flared Wingwall | 4 | sq-30/75 | 0.4 | 0.5 | 0.072493 | 0.50709 | -0.11747 | 0.02217 | -0.0014896 | 3.8e-05
| 8 |  |  |  | #N/A |  |  |  | Square Edge w/ 90-15 deg. Flared Wingwall | 1 | square | 0.5 | 0.5 | 0.12212 | 0.50543 | -0.10856 | 0.020781 | -0.0013676 | 3.456e-05
| 8.2 |  |  |  | #N/A |  |  |  | Square Edge w/ 0 deg. Flared Wingwall | 5 | square | 0.7 | 0.5 | 0.14413 | 0.46136 | -0.092151 | 0.020003 | -0.0013645 | 3.58e-05
| 8.4 |  |  |  | #N/A |  |  |  | 1.5 : 1 Bevel w/ 18-34 Deg. Flared Wingwall | 6 | bevel | 0.2 | 0.5 | 0.089563 | 0.44125 | -0.07435 | 0.012732 | -0.0007588 | 1.774e-05
| 8.6 |  |  |  | #N/A |  |  |  | 1.5 : 1 Bevel w/ 45 Deg. Flared Wingwall | 6 | bevel | 0.2 | 0.5 | 0.089563 | 0.44125 | -0.07435 | 0.012732 | -0.0007588 | 1.774e-05
[6 empty] | Processing Time = | 44198.55 seconds
[9 empty] | 2 | EQ | EDGE | KE | SR | A | BS | C | DIP | EE | F
[9 empty] | Square End Projection | 8 | sq.-proj. | 0.2 | 0.5 | 0.16729 | 0.55877 | -0.15981 | 0.042007 | -0.0036925 | 0.00012517
[9 empty] | Square End with Headwall | 9 | headwall | 0.5 | 0.5 | 0.087483 | 0.70658 | -0.25329 | 0.0667 | -0.0066165 | 0.00025062
[9 empty] | Grooved End Projection | 4 | groove | 0.2 | 0.5 | 0.10879 | 0.66238 | -0.2338 | 0.057959 | -0.0055789 | 0.00020505
[9 empty] | Grooved End with Headwall | 5 | grv.hdw. | 0.2 | 0.5 | 0.1141 | 0.65356 | -0.23361 | 0.059772 | -0.0061634 | 0.00024283
[9 empty] | 1.1 : 1 Beveled Edge | 6 | 1.1-bev. | 0.2 | 0.5 | 0.063343 | 0.76651 | -0.3161 | 0.08767 | -0.009837 | 0.00041676
[9 empty] | 1.5 : 1 Beveled Edge | 7 | 1.5-bev. | 0.2 | 0.5 | 0.08173 | 0.69835 | -0.25368 | 0.065125 | -0.0071975 | 0.00031245
Update Graph
Clear Worksheet

## Spillway
STAGE-DISCHARGE SIZING OF THE SPILLWAY | [6 empty] | STAGE-DISCHARGE SIZING OF THE SPILLWAY
Project: | [6 empty] | Project:
Basin ID: | [6 empty] | Basin ID:
71.57
3
Design Information (input):
| Bottom Length of Weir |  |  | L = |  | feet
| Angle of Side Slope Weir |  |  | Angle = |  | degrees
| Elev. for Weir Crest |  |  | EL. Crest = |  | feet
| Coef. for Rectangular Weir |  |  | Cw =
| Coef. for Trapezoidal Weir |  |  | Ct =
Calculation of Spillway Capacity (output):
| Water | Rect. | Triangle | Total | Total
| Surface | Weir | Weir | Spillway | Pond
| Elevation | Flowrate | Flowrate | Release | Release
| ft. | cfs | cfs | cfs | cfs
| (linked) | (output) | (output) | (output) | (output)
| 0 | 0 | 0 | 0 | 0
| 0.2 | 0 | 0 | 0 | 0
| 0.4 | 0 | 0 | 0 | 0
| 0.6 | 0 | 0 | 0 | 0
| 0.8 | 0 | 0 | 0 | 0
| 1 | 0 | 0 | 0 | 0
| 1.2 | 0 | 0 | 0 | 0
| 1.4 | 0 | 0 | 0 | 0
| 1.6 | 0 | 0 | 0 | 0
| 1.8 | 0 | 0 | 0 | 0
| 2 | 0 | 0 | 0 | 0
| 2.2 | 0 | 0 | 0 | 0
| 2.4 | 0 | 0 | 0 | 0
| 2.6 | 0 | 0 | 0 | 0
| 2.8 | 0 | 0 | 0 | 0
| 3 | 0 | 0 | 0 | 0
| 3.2 | 0 | 0 | 0 | 0
| 3.4 | 0 | 0 | 0 | 0
| 3.6 | 0 | 0 | 0 | 0
| 3.8 | 0 | 0 | 0 | 0
| 4 | 0 | 0 | 0 | 0
| 4.2 | 0 | 0 | 0 | 0
| 4.4 | 0 | 0 | 0 | 0
| 4.6 | 0 | 0 | 0 | 0
| 4.8 | 0 | 0 | 0 | 0
| 5 | 0 | 0 | 0 | 0
| 5.2 | 0 | 0 | 0 | 0
| 5.4 | 0 | 0 | 0 | 0
| 5.6 | 0 | 0 | 0 | 0
| 5.8 | 0 | 0 | 0 | 0
| 6 | 0 | 0 | 0 | 0
| 6.2 | 0 | 0 | 0 | 0
| 6.4 | 0 | 0 | 0 | 0
| 6.6 | 0 | 0 | 0 | 0
| 6.8 | 0 | 0 | 0 | 0
| 7 | 0 | 0 | 0 | 0
| 7.2 | 0 | 0 | 0 | 0
| 7.4 | 0 | 0 | 0 | 0
| 7.6 | 0 | 0 | 0 | 0
| 7.8 | 0 | 0 | 0 | 0
| 8 | 0 | 0 | 0 | 0
| 8.2 | 0 | 0 | 0 | 0
| 8.4 | 0 | 0 | 0 | 0
| 8.6 | 0 | 0 | 0 | 0
Update Graph
Clear Worksheet
Degree Calculator

## Routing
RESERVOIR ROUTING THROUGH THE DETENTION POND
Project:
Basin ID:
Reservoir Characteristics:
[6 empty] | Stage | Outflow | Storage | 2S | O*dt+2S
[6 empty] | St., | O, | S, |  | R,
| Max Inflow | 0 |  |  |  | Feet | cfs | cu.ft. | cu.ft. | cu.ft. | Outflow Slope | Stage Slope
[6 empty] | 0 | 0 | 0 |  |  | 0 | 0
[6 empty] | 0.2 | 0 | #N/A | #N/A | #N/A | #N/A | #N/A
[6 empty] | 0.4 | 0 | #N/A | #N/A | #N/A | #N/A | #N/A
[6 empty] | 0.6 | 0 | #N/A | #N/A | #N/A | #N/A | #N/A
[6 empty] | 0.8 | 0 | #N/A | #N/A | #N/A | #N/A | #N/A
[6 empty] | 1 | 0 | #N/A | #N/A | #N/A | #N/A | #N/A
[6 empty] | 1.2 | 0 | #N/A | #N/A | #N/A | #N/A | #N/A
[6 empty] | 1.4 | 0 | #N/A | #N/A | #N/A | #N/A | #N/A
[6 empty] | 1.6 | 0 | #N/A | #N/A | #N/A | #N/A | #N/A
[6 empty] | 1.8 | 0 | #N/A | #N/A | #N/A | #N/A | #N/A
[6 empty] | 2 | 0 | #N/A | #N/A | #N/A | #N/A | #N/A
[6 empty] | 2.2 | 0 | #N/A | #N/A | #N/A | #N/A | #N/A
[6 empty] | 2.4 | 0 | #N/A | #N/A | #N/A | #N/A | #N/A
[6 empty] | 2.6 | 0 | #N/A | #N/A | #N/A | #N/A | #N/A
[6 empty] | 2.8 | 0 | #N/A | #N/A | #N/A | #N/A | #N/A
[6 empty] | 3 | 0 | #N/A | #N/A | #N/A | #N/A | #N/A
[6 empty] | 3.2 | 0 | #N/A | #N/A | #N/A | #N/A | #N/A
[6 empty] | 3.4 | 0 | #N/A | #N/A | #N/A | #N/A | #N/A
[6 empty] | 3.6 | 0 | #N/A | #N/A | #N/A | #N/A | #N/A
[6 empty] | 3.8 | 0 | #N/A | #N/A | #N/A | #N/A | #N/A
[6 empty] | 4 | 0 | #N/A | #N/A | #N/A | #N/A | #N/A
[6 empty] | 4.2 | 0 | #N/A | #N/A | #N/A | #N/A | #N/A
[6 empty] | 4.4 | 0 | #N/A | #N/A | #N/A | #N/A | #N/A
[6 empty] | 4.6 | 0 | #N/A | #N/A | #N/A | #N/A | #N/A
[6 empty] | 4.8 | 0 | #N/A | #N/A | #N/A | #N/A | #N/A
[6 empty] | 5 | 0 | #N/A | #N/A | #N/A | #N/A | #N/A
[6 empty] | 5.2 | 0 | #N/A | #N/A | #N/A | #N/A | #N/A
[6 empty] | 5.4 | 0 | #N/A | #N/A | #N/A | #N/A | #N/A
[6 empty] | 5.6 | 0 | #N/A | #N/A | #N/A | #N/A | #N/A
[6 empty] | 5.8 | 0 | #N/A | #N/A | #N/A | #N/A | #N/A
[6 empty] | 6 | 0 | #N/A | #N/A | #N/A | #N/A | #N/A
[6 empty] | 6.2 | 0 | #N/A | #N/A | #N/A | #N/A | #N/A
[6 empty] | 6.4 | 0 | #N/A | #N/A | #N/A | #N/A | #N/A
[6 empty] | 6.6 | 0 | #N/A | #N/A | #N/A | #N/A | #N/A
[6 empty] | 6.8 | 0 | #N/A | #N/A | #N/A | #N/A | #N/A
[6 empty] | 7 | 0 | #N/A | #N/A | #N/A | #N/A | #N/A
[6 empty] | 7.2 | 0 | #N/A | #N/A | #N/A | #N/A | #N/A
[6 empty] | 7.4 | 0 | #N/A | #N/A | #N/A | #N/A | #N/A
[6 empty] | 7.6 | 0 | #N/A | #N/A | #N/A | #N/A | #N/A
[6 empty] | 7.8 | 0 | #N/A | #N/A | #N/A | #N/A | #N/A
[6 empty] | 8 | 0 | #N/A | #N/A | #N/A | #N/A | #N/A
[6 empty] | 8.2 | 0 | #N/A | #N/A | #N/A | #N/A | #N/A
[6 empty] | 8.4 | 0 | #N/A | #N/A | #N/A | #N/A | #N/A
[6 empty] | 8.6 | 0 | #N/A | #N/A | #N/A | #N/A | #N/A
Reservoir Routing:
Time increment dt =
| 5 | minutes |  |  |  | Maximum Values: | 0 | 0 | 0 | 0
Time (hours) | Time (minutes) | Inflow Hydrograph (cfs) | I2 - cfs | O1 | S1 - cu.ft. | R - cu.ft. | O2 - cfs | S2 - cu.ft. | Stage @ O1 | S2 - ac. ft.
0 | 0 | 0 | 0 | 0 | 0 | 0 | 0 | 0 | 0 | 0 | #N/A | #N/A | #N/A | #N/A | #N/A | #N/A
0.083333 | 5 | 0 | 0 | 0 | 0 | 0 | 0 | 0 | 0 | 0 | #N/A | #N/A | #N/A | #N/A | #N/A | #N/A
0.16667 | 10 | 0 | 0 | 0 | 0 | 0 | 0 | 0 | 0 | 0 | #N/A | #N/A | #N/A | #N/A | #N/A | #N/A
0.25 | 15 | 0 | 0 | 0 | 0 | 0 | 0 | 0 | 0 | 0 | #N/A | #N/A | #N/A | #N/A | #N/A | #N/A
0.33333 | 20 | 0 | 0 | 0 | 0 | 0 | 0 | 0 | 0 | 0 | #N/A | #N/A | #N/A | #N/A | #N/A | #N/A
0.41667 | 25 | 0 | 0 | 0 | 0 | 0 | 0 | 0 | 0 | 0 | #N/A | #N/A | #N/A | #N/A | #N/A | #N/A
0.5 | 30 | 0 | 0 | 0 | 0 | 0 | 0 | 0 | 0 | 0 | #N/A | #N/A | #N/A | #N/A | #N/A | #N/A
0.58333 | 35 | 0 | 0 | 0 | 0 | 0 | 0 | 0 | 0 | 0 | #N/A | #N/A | #N/A | #N/A | #N/A | #N/A
0.66667 | 40 | 0 | 0 | 0 | 0 | 0 | 0 | 0 | 0 | 0 | #N/A | #N/A | #N/A | #N/A | #N/A | #N/A
0.75 | 45 | 0 | 0 | 0 | 0 | 0 | 0 | 0 | 0 | 0 | #N/A | #N/A | #N/A | #N/A | #N/A | #N/A
0.83333 | 50 | 0 | 0 | 0 | 0 | 0 | 0 | 0 | 0 | 0 | #N/A | #N/A | #N/A | #N/A | #N/A | #N/A
0.91667 | 55 | 0 | 0 | 0 | 0 | 0 | 0 | 0 | 0 | 0 | #N/A | #N/A | #N/A | #N/A | #N/A | #N/A
1 | 60 | 0 | 0 | 0 | 0 | 0 | 0 | 0 | 0 | 0 | #N/A | #N/A | #N/A | #N/A | #N/A | #N/A
1.0833 | 65 | 0 | 0 | 0 | 0 | 0 | 0 | 0 | 0 | 0 | #N/A | #N/A | #N/A | #N/A | #N/A | #N/A
1.1667 | 70 | 0 | 0 | 0 | 0 | 0 | 0 | 0 | 0 | 0 | #N/A | #N/A | #N/A | #N/A | #N/A | #N/A
1.25 | 75 | 0 | 0 | 0 | 0 | 0 | 0 | 0 | 0 | 0 | #N/A | #N/A | #N/A | #N/A | #N/A | #N/A
1.3333 | 80 | 0 | 0 | 0 | 0 | 0 | 0 | 0 | 0 | 0 | #N/A | #N/A | #N/A | #N/A | #N/A | #N/A
1.4167 | 85 | 0 | 0 | 0 | 0 | 0 | 0 | 0 | 0 | 0 | #N/A | #N/A | #N/A | #N/A | #N/A | #N/A
1.5 | 90 | 0 | 0 | 0 | 0 | 0 | 0 | 0 | 0 | 0 | #N/A | #N/A | #N/A | #N/A | #N/A | #N/A
1.5833 | 95 | 0 | 0 | 0 | 0 | 0 | 0 | 0 | 0 | 0 | #N/A | #N/A | #N/A | #N/A | #N/A | #N/A
1.6667 | 100 | 0 | 0 | 0 | 0 | 0 | 0 | 0 | 0 | 0 | #N/A | #N/A | #N/A | #N/A | #N/A | #N/A
1.75 | 105 | 0 | 0 | 0 | 0 | 0 | 0 | 0 | 0 | 0 | #N/A | #N/A | #N/A | #N/A | #N/A | #N/A
1.8333 | 110 | 0 | 0 | 0 | 0 | 0 | 0 | 0 | 0 | 0 | #N/A | #N/A | #N/A | #N/A | #N/A | #N/A
1.9167 | 115 | 0 | 0 | 0 | 0 | 0 | 0 | 0 | 0 | 0 | #N/A | #N/A | #N/A | #N/A | #N/A | #N/A
2 | 120 | 0 | 0 | 0 | 0 | 0 | 0 | 0 | 0 | 0 | #N/A | #N/A | #N/A | #N/A | #N/A | #N/A
2.0833 | 125 | 0 | 0 | 0 | 0 | 0 | 0 | 0 | 0 | 0 | #N/A | #N/A | #N/A | #N/A | #N/A | #N/A
2.1667 | 130 | 0 | 0 | 0 | 0 | 0 | 0 | 0 | 0 | 0 | #N/A | #N/A | #N/A | #N/A | #N/A | #N/A
2.25 | 135 | 0 | 0 | 0 | 0 | 0 | 0 | 0 | 0 | 0 | #N/A | #N/A | #N/A | #N/A | #N/A | #N/A
2.3333 | 140 | 0 | 0 | 0 | 0 | 0 | 0 | 0 | 0 | 0 | #N/A | #N/A | #N/A | #N/A | #N/A | #N/A
2.4167 | 145 | 0 | 0 | 0 | 0 | 0 | 0 | 0 | 0 | 0 | #N/A | #N/A | #N/A | #N/A | #N/A | #N/A
2.5 | 150 | 0 | 0 | 0 | 0 | 0 | 0 | 0 | 0 | 0 | #N/A | #N/A | #N/A | #N/A | #N/A | #N/A
2.5833 | 155 | 0 | 0 | 0 | 0 | 0 | 0 | 0 | 0 | 0 | #N/A | #N/A | #N/A | #N/A | #N/A | #N/A
2.6667 | 160 | 0 | 0 | 0 | 0 | 0 | 0 | 0 | 0 | 0 | #N/A | #N/A | #N/A | #N/A | #N/A | #N/A
2.75 | 165 | 0 | 0 | 0 | 0 | 0 | 0 | 0 | 0 | 0 | #N/A | #N/A | #N/A | #N/A | #N/A | #N/A
2.8333 | 170 | 0 | 0 | 0 | 0 | 0 | 0 | 0 | 0 | 0 | #N/A | #N/A | #N/A | #N/A | #N/A | #N/A
2.9167 | 175 | 0 | 0 | 0 | 0 | 0 | 0 | 0 | 0 | 0 | #N/A | #N/A | #N/A | #N/A | #N/A | #N/A
3 | 180 | 0 | 0 | 0 | 0 | 0 | 0 | 0 | 0 | 0 | #N/A | #N/A | #N/A | #N/A | #N/A | #N/A
3.0833 | 185 | 0 | 0 | 0 | 0 | 0 | 0 | 0 | 0 | 0 | #N/A | #N/A | #N/A | #N/A | #N/A | #N/A
3.1667 | 190 | 0 | 0 | 0 | 0 | 0 | 0 | 0 | 0 | 0 | #N/A | #N/A | #N/A | #N/A | #N/A | #N/A
3.25 | 195 | 0 | 0 | 0 | 0 | 0 | 0 | 0 | 0 | 0 | #N/A | #N/A | #N/A | #N/A | #N/A | #N/A
3.3333 | 200 | 0 | 0 | 0 | 0 | 0 | 0 | 0 | 0 | 0 | #N/A | #N/A | #N/A | #N/A | #N/A | #N/A
3.4167 | 205 | 0 | 0 | 0 | 0 | 0 | 0 | 0 | 0 | 0 | #N/A | #N/A | #N/A | #N/A | #N/A | #N/A
3.5 | 210 | 0 | 0 | 0 | 0 | 0 | 0 | 0 | 0 | 0 | #N/A | #N/A | #N/A | #N/A | #N/A | #N/A
3.5833 | 215 | 0 | 0 | 0 | 0 | 0 | 0 | 0 | 0 | 0 | #N/A | #N/A | #N/A | #N/A | #N/A | #N/A
3.6667 | 220 | 0 | 0 | 0 | 0 | 0 | 0 | 0 | 0 | 0 | #N/A | #N/A | #N/A | #N/A | #N/A | #N/A
3.75 | 225 | 0 | 0 | 0 | 0 | 0 | 0 | 0 | 0 | 0 | #N/A | #N/A | #N/A | #N/A | #N/A | #N/A
3.8333 | 230 | 0 | 0 | 0 | 0 | 0 | 0 | 0 | 0 | 0 | #N/A | #N/A | #N/A | #N/A | #N/A | #N/A
3.9167 | 235 | 0 | 0 | 0 | 0 | 0 | 0 | 0 | 0 | 0 | #N/A | #N/A | #N/A | #N/A | #N/A | #N/A
4 | 240 | 0 | 0 | 0 | 0 | 0 | 0 | 0 | 0 | 0 | #N/A | #N/A | #N/A | #N/A | #N/A | #N/A
4.0833 | 245 | 0 | 0 | 0 | 0 | 0 | 0 | 0 | 0 | 0 | #N/A | #N/A | #N/A | #N/A | #N/A | #N/A
4.1667 | 250 | 0 | 0 | 0 | 0 | 0 | 0 | 0 | 0 | 0 | #N/A | #N/A | #N/A | #N/A | #N/A | #N/A
4.25 | 255 | 0 | 0 | 0 | 0 | 0 | 0 | 0 | 0 | 0 | #N/A | #N/A | #N/A | #N/A | #N/A | #N/A
4.3333 | 260 | 0 | 0 | 0 | 0 | 0 | 0 | 0 | 0 | 0 | #N/A | #N/A | #N/A | #N/A | #N/A | #N/A
4.4167 | 265 | 0 | 0 | 0 | 0 | 0 | 0 | 0 | 0 | 0 | #N/A | #N/A | #N/A | #N/A | #N/A | #N/A
4.5 | 270 | 0 | 0 | 0 | 0 | 0 | 0 | 0 | 0 | 0 | #N/A | #N/A | #N/A | #N/A | #N/A | #N/A
4.5833 | 275 | 0 | 0 | 0 | 0 | 0 | 0 | 0 | 0 | 0 | #N/A | #N/A | #N/A | #N/A | #N/A | #N/A
4.6667 | 280 | 0 | 0 | 0 | 0 | 0 | 0 | 0 | 0 | 0 | #N/A | #N/A | #N/A | #N/A | #N/A | #N/A
4.75 | 285 | 0 | 0 | 0 | 0 | 0 | 0 | 0 | 0 | 0 | #N/A | #N/A | #N/A | #N/A | #N/A | #N/A
4.8333 | 290 | 0 | 0 | 0 | 0 | 0 | 0 | 0 | 0 | 0 | #N/A | #N/A | #N/A | #N/A | #N/A | #N/A
4.9167 | 295 | 0 | 0 | 0 | 0 | 0 | 0 | 0 | 0 | 0 | #N/A | #N/A | #N/A | #N/A | #N/A | #N/A
5 | 300 | 0 | 0 | 0 | 0 | 0 | 0 | 0 | 0 | 0 | #N/A | #N/A | #N/A | #N/A | #N/A | #N/A
5.0833 | 305 | 0 | 0 | 0 | 0 | 0 | 0 | 0 | 0 | 0 | #N/A | #N/A | #N/A | #N/A | #N/A | #N/A
5.1667 | 310 | 0 | 0 | 0 | 0 | 0 | 0 | 0 | 0 | 0 | #N/A | #N/A | #N/A | #N/A | #N/A | #N/A
5.25 | 315 | 0 | 0 | 0 | 0 | 0 | 0 | 0 | 0 | 0 | #N/A | #N/A | #N/A | #N/A | #N/A | #N/A
5.3333 | 320 | 0 | 0 | 0 | 0 | 0 | 0 | 0 | 0 | 0 | #N/A | #N/A | #N/A | #N/A | #N/A | #N/A
5.4167 | 325 | 0 | 0 | 0 | 0 | 0 | 0 | 0 | 0 | 0 | #N/A | #N/A | #N/A | #N/A | #N/A | #N/A
5.5 | 330 | 0 | 0 | 0 | 0 | 0 | 0 | 0 | 0 | 0 | #N/A | #N/A | #N/A | #N/A | #N/A | #N/A
5.5833 | 335 | 0 | 0 | 0 | 0 | 0 | 0 | 0 | 0 | 0 | #N/A | #N/A | #N/A | #N/A | #N/A | #N/A
5.6667 | 340 | 0 | 0 | 0 | 0 | 0 | 0 | 0 | 0 | 0 | #N/A | #N/A | #N/A | #N/A | #N/A | #N/A
5.75 | 345 | 0 | 0 | 0 | 0 | 0 | 0 | 0 | 0 | 0 | #N/A | #N/A | #N/A | #N/A | #N/A | #N/A
5.8333 | 350 | 0 | 0 | 0 | 0 | 0 | 0 | 0 | 0 | 0 | #N/A | #N/A | #N/A | #N/A | #N/A | #N/A
5.9167 | 355 | 0 | 0 | 0 | 0 | 0 | 0 | 0 | 0 | 0 | #N/A | #N/A | #N/A | #N/A | #N/A | #N/A
6 | 360 | 0 | 0 | 0 | 0 | 0 | 0 | 0 | 0 | 0 | #N/A | #N/A | #N/A | #N/A | #N/A | #N/A
6.0833 | 365 | 0 | 0 | 0 | 0 | 0 | 0 | 0 | 0 | 0 | #N/A | #N/A | #N/A | #N/A | #N/A | #N/A
6.1667 | 370 | 0 | 0 | 0 | 0 | 0 | 0 | 0 | 0 | 0 | #N/A | #N/A | #N/A | #N/A | #N/A | #N/A
6.25 | 375 | 0 | 0 | 0 | 0 | 0 | 0 | 0 | 0 | 0 | #N/A | #N/A | #N/A | #N/A | #N/A | #N/A
6.3333 | 380 | 0 | 0 | 0 | 0 | 0 | 0 | 0 | 0 | 0 | #N/A | #N/A | #N/A | #N/A | #N/A | #N/A
6.4167 | 385 | 0 | 0 | 0 | 0 | 0 | 0 | 0 | 0 | 0 | #N/A | #N/A | #N/A | #N/A | #N/A | #N/A
6.5 | 390 | 0 | 0 | 0 | 0 | 0 | 0 | 0 | 0 | 0 | #N/A | #N/A | #N/A | #N/A | #N/A | #N/A
6.5833 | 395 | 0 | 0 | 0 | 0 | 0 | 0 | 0 | 0 | 0 | #N/A | #N/A | #N/A | #N/A | #N/A | #N/A
6.6667 | 400 | 0 | 0 | 0 | 0 | 0 | 0 | 0 | 0 | 0 | #N/A | #N/A | #N/A | #N/A | #N/A | #N/A
6.75 | 405 | 0 | 0 | 0 | 0 | 0 | 0 | 0 | 0 | 0 | #N/A | #N/A | #N/A | #N/A | #N/A | #N/A
6.8333 | 410 | 0 | 0 | 0 | 0 | 0 | 0 | 0 | 0 | 0 | #N/A | #N/A | #N/A | #N/A | #N/A | #N/A
6.9167 | 415 | 0 | 0 | 0 | 0 | 0 | 0 | 0 | 0 | 0 | #N/A | #N/A | #N/A | #N/A | #N/A | #N/A
7 | 420 | 0 | 0 | 0 | 0 | 0 | 0 | 0 | 0 | 0 | #N/A | #N/A | #N/A | #N/A | #N/A | #N/A
7.0833 | 425 | 0 | 0 | 0 | 0 | 0 | 0 | 0 | 0 | 0 | #N/A | #N/A | #N/A | #N/A | #N/A | #N/A
7.1667 | 430 | 0 | 0 | 0 | 0 | 0 | 0 | 0 | 0 | 0 | #N/A | #N/A | #N/A | #N/A | #N/A | #N/A
7.25 | 435 | 0 | 0 | 0 | 0 | 0 | 0 | 0 | 0 | 0 | #N/A | #N/A | #N/A | #N/A | #N/A | #N/A
7.3333 | 440 | 0 | 0 | 0 | 0 | 0 | 0 | 0 | 0 | 0 | #N/A | #N/A | #N/A | #N/A | #N/A | #N/A
7.4167 | 445 | 0 | 0 | 0 | 0 | 0 | 0 | 0 | 0 | 0 | #N/A | #N/A | #N/A | #N/A | #N/A | #N/A
7.5 | 450 | 0 | 0 | 0 | 0 | 0 | 0 | 0 | 0 | 0 | #N/A | #N/A | #N/A | #N/A | #N/A | #N/A
7.5833 | 455 | 0 | 0 | 0 | 0 | 0 | 0 | 0 | 0 | 0 | #N/A | #N/A | #N/A | #N/A | #N/A | #N/A
7.6667 | 460 | 0 | 0 | 0 | 0 | 0 | 0 | 0 | 0 | 0 | #N/A | #N/A | #N/A | #N/A | #N/A | #N/A
7.75 | 465 | 0 | 0 | 0 | 0 | 0 | 0 | 0 | 0 | 0 | #N/A | #N/A | #N/A | #N/A | #N/A | #N/A
7.8333 | 470 | 0 | 0 | 0 | 0 | 0 | 0 | 0 | 0 | 0 | #N/A | #N/A | #N/A | #N/A | #N/A | #N/A
7.9167 | 475 | 0 | 0 | 0 | 0 | 0 | 0 | 0 | 0 | 0 | #N/A | #N/A | #N/A | #N/A | #N/A | #N/A
8 | 480 | 0 | 0 | 0 | 0 | 0 | 0 | 0 | 0 | 0 | #N/A | #N/A | #N/A | #N/A | #N/A | #N/A
8.0833 | 485 | 0 | 0 | 0 | 0 | 0 | 0 | 0 | 0 | 0 | #N/A | #N/A | #N/A | #N/A | #N/A | #N/A
8.1667 | 490 | 0 | 0 | 0 | 0 | 0 | 0 | 0 | 0 | 0 | #N/A | #N/A | #N/A | #N/A | #N/A | #N/A
8.25 | 495 | 0 | 0 | 0 | 0 | 0 | 0 | 0 | 0 | 0 | #N/A | #N/A | #N/A | #N/A | #N/A | #N/A
8.3333 | 500 | 0 | 0 | 0 | 0 | 0 | 0 | 0 | 0 | 0 | #N/A | #N/A | #N/A | #N/A | #N/A | #N/A
8.4167 | 505 | 0 | 0 | 0 | 0 | 0 | 0 | 0 | 0 | 0 | #N/A | #N/A | #N/A | #N/A | #N/A | #N/A
8.5 | 510 | 0 | 0 | 0 | 0 | 0 | 0 | 0 | 0 | 0 | #N/A | #N/A | #N/A | #N/A | #N/A | #N/A
8.5833 | 515 | 0 | 0 | 0 | 0 | 0 | 0 | 0 | 0 | 0 | #N/A | #N/A | #N/A | #N/A | #N/A | #N/A
8.6667 | 520 | 0 | 0 | 0 | 0 | 0 | 0 | 0 | 0 | 0 | #N/A | #N/A | #N/A | #N/A | #N/A | #N/A
8.75 | 525 | 0 | 0 | 0 | 0 | 0 | 0 | 0 | 0 | 0 | #N/A | #N/A | #N/A | #N/A | #N/A | #N/A
8.8333 | 530 | 0 | 0 | 0 | 0 | 0 | 0 | 0 | 0 | 0 | #N/A | #N/A | #N/A | #N/A | #N/A | #N/A
8.9167 | 535 | 0 | 0 | 0 | 0 | 0 | 0 | 0 | 0 | 0 | #N/A | #N/A | #N/A | #N/A | #N/A | #N/A
9 | 540 | 0 | 0 | 0 | 0 | 0 | 0 | 0 | 0 | 0 | #N/A | #N/A | #N/A | #N/A | #N/A | #N/A
9.0833 | 545 | 0 | 0 | 0 | 0 | 0 | 0 | 0 | 0 | 0 | #N/A | #N/A | #N/A | #N/A | #N/A | #N/A
9.1667 | 550 | 0 | 0 | 0 | 0 | 0 | 0 | 0 | 0 | 0 | #N/A | #N/A | #N/A | #N/A | #N/A | #N/A
9.25 | 555 | 0 | 0 | 0 | 0 | 0 | 0 | 0 | 0 | 0 | #N/A | #N/A | #N/A | #N/A | #N/A | #N/A
9.3333 | 560 | 0 | 0 | 0 | 0 | 0 | 0 | 0 | 0 | 0 | #N/A | #N/A | #N/A | #N/A | #N/A | #N/A
9.4167 | 565 | 0 | 0 | 0 | 0 | 0 | 0 | 0 | 0 | 0 | #N/A | #N/A | #N/A | #N/A | #N/A | #N/A
9.5 | 570 | 0 | 0 | 0 | 0 | 0 | 0 | 0 | 0 | 0 | #N/A | #N/A | #N/A | #N/A | #N/A | #N/A
9.5833 | 575 | 0 | 0 | 0 | 0 | 0 | 0 | 0 | 0 | 0 | #N/A | #N/A | #N/A | #N/A | #N/A | #N/A
9.6667 | 580 | 0 | 0 | 0 | 0 | 0 | 0 | 0 | 0 | 0 | #N/A | #N/A | #N/A | #N/A | #N/A | #N/A
9.75 | 585 | 0 | 0 | 0 | 0 | 0 | 0 | 0 | 0 | 0 | #N/A | #N/A | #N/A | #N/A | #N/A | #N/A
9.8333 | 590 | 0 | 0 | 0 | 0 | 0 | 0 | 0 | 0 | 0 | #N/A | #N/A | #N/A | #N/A | #N/A | #N/A
9.9167 | 595 | 0 | 0 | 0 | 0 | 0 | 0 | 0 | 0 | 0 | #N/A | #N/A | #N/A | #N/A | #N/A | #N/A
10 | 600 | 0 | 0 | 0 | 0 | 0 | 0 | 0 | 0 | 0 | #N/A | #N/A | #N/A | #N/A | #N/A | #N/A
10.0833 | 605 | 0 | 0 | 0 | 0 | 0 | 0 | 0 | 0 | 0 | #N/A | #N/A | #N/A | #N/A | #N/A | #N/A
10.1667 | 610 | 0 | 0 | 0 | 0 | 0 | 0 | 0 | 0 | 0 | #N/A | #N/A | #N/A | #N/A | #N/A | #N/A
10.25 | 615 | 0 | 0 | 0 | 0 | 0 | 0 | 0 | 0 | 0 | #N/A | #N/A | #N/A | #N/A | #N/A | #N/A
10.3333 | 620 | 0 | 0 | 0 | 0 | 0 | 0 | 0 | 0 | 0 | #N/A | #N/A | #N/A | #N/A | #N/A | #N/A
10.4167 | 625 | 0 | 0 | 0 | 0 | 0 | 0 | 0 | 0 | 0 | #N/A | #N/A | #N/A | #N/A | #N/A | #N/A
10.5 | 630 | 0 | 0 | 0 | 0 | 0 | 0 | 0 | 0 | 0 | #N/A | #N/A | #N/A | #N/A | #N/A | #N/A
10.5833 | 635 | 0 | 0 | 0 | 0 | 0 | 0 | 0 | 0 | 0 | #N/A | #N/A | #N/A | #N/A | #N/A | #N/A
10.6667 | 640 | 0 | 0 | 0 | 0 | 0 | 0 | 0 | 0 | 0 | #N/A | #N/A | #N/A | #N/A | #N/A | #N/A
10.75 | 645 | 0 | 0 | 0 | 0 | 0 | 0 | 0 | 0 | 0 | #N/A | #N/A | #N/A | #N/A | #N/A | #N/A
10.8333 | 650 | 0 | 0 | 0 | 0 | 0 | 0 | 0 | 0 | 0 | #N/A | #N/A | #N/A | #N/A | #N/A | #N/A
10.9167 | 655 | 0 | 0 | 0 | 0 | 0 | 0 | 0 | 0 | 0 | #N/A | #N/A | #N/A | #N/A | #N/A | #N/A
11 | 660 | 0 | 0 | 0 | 0 | 0 | 0 | 0 | 0 | 0 | #N/A | #N/A | #N/A | #N/A | #N/A | #N/A
11.0833 | 665 | 0 | 0 | 0 | 0 | 0 | 0 | 0 | 0 | 0 | #N/A | #N/A | #N/A | #N/A | #N/A | #N/A
11.1667 | 670 | 0 | 0 | 0 | 0 | 0 | 0 | 0 | 0 | 0 | #N/A | #N/A | #N/A | #N/A | #N/A | #N/A
11.25 | 675 | 0 | 0 | 0 | 0 | 0 | 0 | 0 | 0 | 0 | #N/A | #N/A | #N/A | #N/A | #N/A | #N/A
11.3333 | 680 | 0 | 0 | 0 | 0 | 0 | 0 | 0 | 0 | 0 | #N/A | #N/A | #N/A | #N/A | #N/A | #N/A
11.4167 | 685 | 0 | 0 | 0 | 0 | 0 | 0 | 0 | 0 | 0 | #N/A | #N/A | #N/A | #N/A | #N/A | #N/A
11.5 | 690 | 0 | 0 | 0 | 0 | 0 | 0 | 0 | 0 | 0 | #N/A | #N/A | #N/A | #N/A | #N/A | #N/A
11.5833 | 695 | 0 | 0 | 0 | 0 | 0 | 0 | 0 | 0 | 0 | #N/A | #N/A | #N/A | #N/A | #N/A | #N/A
11.6667 | 700 | 0 | 0 | 0 | 0 | 0 | 0 | 0 | 0 | 0 | #N/A | #N/A | #N/A | #N/A | #N/A | #N/A
11.75 | 705 | 0 | 0 | 0 | 0 | 0 | 0 | 0 | 0 | 0 | #N/A | #N/A | #N/A | #N/A | #N/A | #N/A
11.8333 | 710 | 0 | 0 | 0 | 0 | 0 | 0 | 0 | 0 | 0 | #N/A | #N/A | #N/A | #N/A | #N/A | #N/A
11.9167 | 715 | 0 | 0 | 0 | 0 | 0 | 0 | 0 | 0 | 0 | #N/A | #N/A | #N/A | #N/A | #N/A | #N/A
12 | 720 | 0 | 0 | 0 | 0 | 0 | 0 | 0 | 0 | 0 | #N/A | #N/A | #N/A | #N/A | #N/A | #N/A
12.0833 | 725 | 0 | 0 | 0 | 0 | 0 | 0 | 0 | 0 | 0 | #N/A | #N/A | #N/A | #N/A | #N/A | #N/A
12.1667 | 730 | 0 | 0 | 0 | 0 | 0 | 0 | 0 | 0 | 0 | #N/A | #N/A | #N/A | #N/A | #N/A | #N/A
12.25 | 735 | 0 | 0 | 0 | 0 | 0 | 0 | 0 | 0 | 0 | #N/A | #N/A | #N/A | #N/A | #N/A | #N/A
12.3333 | 740 | 0 | 0 | 0 | 0 | 0 | 0 | 0 | 0 | 0 | #N/A | #N/A | #N/A | #N/A | #N/A | #N/A
12.4167 | 745 | 0 | 0 | 0 | 0 | 0 | 0 | 0 | 0 | 0 | #N/A | #N/A | #N/A | #N/A | #N/A | #N/A
12.5 | 750 | 0 | 0 | 0 | 0 | 0 | 0 | 0 | 0 | 0 | #N/A | #N/A | #N/A | #N/A | #N/A | #N/A
12.5833 | 755 | 0 | 0 | 0 | 0 | 0 | 0 | 0 | 0 | 0 | #N/A | #N/A | #N/A | #N/A | #N/A | #N/A
12.6667 | 760 | 0 | 0 | 0 | 0 | 0 | 0 | 0 | 0 | 0 | #N/A | #N/A | #N/A | #N/A | #N/A | #N/A
12.75 | 765 | 0 | 0 | 0 | 0 | 0 | 0 | 0 | 0 | 0 | #N/A | #N/A | #N/A | #N/A | #N/A | #N/A
12.8333 | 770 | 0 | 0 | 0 | 0 | 0 | 0 | 0 | 0 | 0 | #N/A | #N/A | #N/A | #N/A | #N/A | #N/A
12.9167 | 775 | 0 | 0 | 0 | 0 | 0 | 0 | 0 | 0 | 0 | #N/A | #N/A | #N/A | #N/A | #N/A | #N/A
13 | 780 | 0 | 0 | 0 | 0 | 0 | 0 | 0 | 0 | 0 | #N/A | #N/A | #N/A | #N/A | #N/A | #N/A
13.0833 | 785 | 0 | 0 | 0 | 0 | 0 | 0 | 0 | 0 | 0 | #N/A | #N/A | #N/A | #N/A | #N/A | #N/A
13.1667 | 790 | 0 | 0 | 0 | 0 | 0 | 0 | 0 | 0 | 0 | #N/A | #N/A | #N/A | #N/A | #N/A | #N/A
13.25 | 795 | 0 | 0 | 0 | 0 | 0 | 0 | 0 | 0 | 0 | #N/A | #N/A | #N/A | #N/A | #N/A | #N/A
13.3333 | 800 | 0 | 0 | 0 | 0 | 0 | 0 | 0 | 0 | 0 | #N/A | #N/A | #N/A | #N/A | #N/A | #N/A
13.4167 | 805 | 0 | 0 | 0 | 0 | 0 | 0 | 0 | 0 | 0 | #N/A | #N/A | #N/A | #N/A | #N/A | #N/A
13.5 | 810 | 0 | 0 | 0 | 0 | 0 | 0 | 0 | 0 | 0 | #N/A | #N/A | #N/A | #N/A | #N/A | #N/A
13.5833 | 815 | 0 | 0 | 0 | 0 | 0 | 0 | 0 | 0 | 0 | #N/A | #N/A | #N/A | #N/A | #N/A | #N/A
13.6667 | 820 | 0 | 0 | 0 | 0 | 0 | 0 | 0 | 0 | 0 | #N/A | #N/A | #N/A | #N/A | #N/A | #N/A
13.75 | 825 | 0 | 0 | 0 | 0 | 0 | 0 | 0 | 0 | 0 | #N/A | #N/A | #N/A | #N/A | #N/A | #N/A
13.8333 | 830 | 0 | 0 | 0 | 0 | 0 | 0 | 0 | 0 | 0 | #N/A | #N/A | #N/A | #N/A | #N/A | #N/A
13.9167 | 835 | 0 | 0 | 0 | 0 | 0 | 0 | 0 | 0 | 0 | #N/A | #N/A | #N/A | #N/A | #N/A | #N/A
14 | 840 | 0 | 0 | 0 | 0 | 0 | 0 | 0 | 0 | 0 | #N/A | #N/A | #N/A | #N/A | #N/A | #N/A
14.0833 | 845 | 0 | 0 | 0 | 0 | 0 | 0 | 0 | 0 | 0 | #N/A | #N/A | #N/A | #N/A | #N/A | #N/A
14.1667 | 850 | 0 | 0 | 0 | 0 | 0 | 0 | 0 | 0 | 0 | #N/A | #N/A | #N/A | #N/A | #N/A | #N/A
14.25 | 855 | 0 | 0 | 0 | 0 | 0 | 0 | 0 | 0 | 0 | #N/A | #N/A | #N/A | #N/A | #N/A | #N/A
14.3333 | 860 | 0 | 0 | 0 | 0 | 0 | 0 | 0 | 0 | 0 | #N/A | #N/A | #N/A | #N/A | #N/A | #N/A
14.4167 | 865 | 0 | 0 | 0 | 0 | 0 | 0 | 0 | 0 | 0 | #N/A | #N/A | #N/A | #N/A | #N/A | #N/A
14.5 | 870 | 0 | 0 | 0 | 0 | 0 | 0 | 0 | 0 | 0 | #N/A | #N/A | #N/A | #N/A | #N/A | #N/A
14.5833 | 875 | 0 | 0 | 0 | 0 | 0 | 0 | 0 | 0 | 0 | #N/A | #N/A | #N/A | #N/A | #N/A | #N/A
14.6667 | 880 | 0 | 0 | 0 | 0 | 0 | 0 | 0 | 0 | 0 | #N/A | #N/A | #N/A | #N/A | #N/A | #N/A
14.75 | 885 | 0 | 0 | 0 | 0 | 0 | 0 | 0 | 0 | 0 | #N/A | #N/A | #N/A | #N/A | #N/A | #N/A
14.8333 | 890 | 0 | 0 | 0 | 0 | 0 | 0 | 0 | 0 | 0 | #N/A | #N/A | #N/A | #N/A | #N/A | #N/A
14.9167 | 895 | 0 | 0 | 0 | 0 | 0 | 0 | 0 | 0 | 0 | #N/A | #N/A | #N/A | #N/A | #N/A | #N/A
15 | 900 | 0 | 0 | 0 | 0 | 0 | 0 | 0 | 0 | 0 | #N/A | #N/A | #N/A | #N/A | #N/A | #N/A
15.0833 | 905 | 0 | 0 | 0 | 0 | 0 | 0 | 0 | 0 | 0 | #N/A | #N/A | #N/A | #N/A | #N/A | #N/A
15.1667 | 910 | 0 | 0 | 0 | 0 | 0 | 0 | 0 | 0 | 0 | #N/A | #N/A | #N/A | #N/A | #N/A | #N/A
15.25 | 915 | 0 | 0 | 0 | 0 | 0 | 0 | 0 | 0 | 0 | #N/A | #N/A | #N/A | #N/A | #N/A | #N/A
15.3333 | 920 | 0 | 0 | 0 | 0 | 0 | 0 | 0 | 0 | 0 | #N/A | #N/A | #N/A | #N/A | #N/A | #N/A
15.4167 | 925 | 0 | 0 | 0 | 0 | 0 | 0 | 0 | 0 | 0 | #N/A | #N/A | #N/A | #N/A | #N/A | #N/A
15.5 | 930 | 0 | 0 | 0 | 0 | 0 | 0 | 0 | 0 | 0 | #N/A | #N/A | #N/A | #N/A | #N/A | #N/A
15.5833 | 935 | 0 | 0 | 0 | 0 | 0 | 0 | 0 | 0 | 0 | #N/A | #N/A | #N/A | #N/A | #N/A | #N/A
15.6667 | 940 | 0 | 0 | 0 | 0 | 0 | 0 | 0 | 0 | 0 | #N/A | #N/A | #N/A | #N/A | #N/A | #N/A
15.75 | 945 | 0 | 0 | 0 | 0 | 0 | 0 | 0 | 0 | 0 | #N/A | #N/A | #N/A | #N/A | #N/A | #N/A
15.8333 | 950 | 0 | 0 | 0 | 0 | 0 | 0 | 0 | 0 | 0 | #N/A | #N/A | #N/A | #N/A | #N/A | #N/A
15.9167 | 955 | 0 | 0 | 0 | 0 | 0 | 0 | 0 | 0 | 0 | #N/A | #N/A | #N/A | #N/A | #N/A | #N/A
16 | 960 | 0 | 0 | 0 | 0 | 0 | 0 | 0 | 0 | 0 | #N/A | #N/A | #N/A | #N/A | #N/A | #N/A
16.0833 | 965 | 0 | 0 | 0 | 0 | 0 | 0 | 0 | 0 | 0 | #N/A | #N/A | #N/A | #N/A | #N/A | #N/A
16.1667 | 970 | 0 | 0 | 0 | 0 | 0 | 0 | 0 | 0 | 0 | #N/A | #N/A | #N/A | #N/A | #N/A | #N/A
16.25 | 975 | 0 | 0 | 0 | 0 | 0 | 0 | 0 | 0 | 0 | #N/A | #N/A | #N/A | #N/A | #N/A | #N/A
16.3333 | 980 | 0 | 0 | 0 | 0 | 0 | 0 | 0 | 0 | 0 | #N/A | #N/A | #N/A | #N/A | #N/A | #N/A
16.4167 | 985 | 0 | 0 | 0 | 0 | 0 | 0 | 0 | 0 | 0 | #N/A | #N/A | #N/A | #N/A | #N/A | #N/A
16.5 | 990 | 0 | 0 | 0 | 0 | 0 | 0 | 0 | 0 | 0 | #N/A | #N/A | #N/A | #N/A | #N/A | #N/A
16.5833 | 995 | 0 | 0 | 0 | 0 | 0 | 0 | 0 | 0 | 0 | #N/A | #N/A | #N/A | #N/A | #N/A | #N/A
16.6667 | 1000 | 0 | 0 | 0 | 0 | 0 | 0 | 0 | 0 | 0 | #N/A | #N/A | #N/A | #N/A | #N/A | #N/A
16.75 | 1005 | 0 | 0 | 0 | 0 | 0 | 0 | 0 | 0 | 0 | #N/A | #N/A | #N/A | #N/A | #N/A | #N/A
16.8333 | 1010 | 0 | 0 | 0 | 0 | 0 | 0 | 0 | 0 | 0 | #N/A | #N/A | #N/A | #N/A | #N/A | #N/A
16.9167 | 1015 | 0 | 0 | 0 | 0 | 0 | 0 | 0 | 0 | 0 | #N/A | #N/A | #N/A | #N/A | #N/A | #N/A
17 | 1020 | 0 | 0 | 0 | 0 | 0 | 0 | 0 | 0 | 0 | #N/A | #N/A | #N/A | #N/A | #N/A | #N/A
17.0833 | 1025 | 0 | 0 | 0 | 0 | 0 | 0 | 0 | 0 | 0 | #N/A | #N/A | #N/A | #N/A | #N/A | #N/A
17.1667 | 1030 | 0 | 0 | 0 | 0 | 0 | 0 | 0 | 0 | 0 | #N/A | #N/A | #N/A | #N/A | #N/A | #N/A
17.25 | 1035 | 0 | 0 | 0 | 0 | 0 | 0 | 0 | 0 | 0 | #N/A | #N/A | #N/A | #N/A | #N/A | #N/A
17.3333 | 1040 | 0 | 0 | 0 | 0 | 0 | 0 | 0 | 0 | 0 | #N/A | #N/A | #N/A | #N/A | #N/A | #N/A
17.4167 | 1045 | 0 | 0 | 0 | 0 | 0 | 0 | 0 | 0 | 0 | #N/A | #N/A | #N/A | #N/A | #N/A | #N/A
17.5 | 1050 | 0 | 0 | 0 | 0 | 0 | 0 | 0 | 0 | 0 | #N/A | #N/A | #N/A | #N/A | #N/A | #N/A
17.5833 | 1055 | 0 | 0 | 0 | 0 | 0 | 0 | 0 | 0 | 0 | #N/A | #N/A | #N/A | #N/A | #N/A | #N/A
17.6667 | 1060 | 0 | 0 | 0 | 0 | 0 | 0 | 0 | 0 | 0 | #N/A | #N/A | #N/A | #N/A | #N/A | #N/A
17.75 | 1065 | 0 | 0 | 0 | 0 | 0 | 0 | 0 | 0 | 0 | #N/A | #N/A | #N/A | #N/A | #N/A | #N/A
17.8333 | 1070 | 0 | 0 | 0 | 0 | 0 | 0 | 0 | 0 | 0 | #N/A | #N/A | #N/A | #N/A | #N/A | #N/A
17.9167 | 1075 | 0 | 0 | 0 | 0 | 0 | 0 | 0 | 0 | 0 | #N/A | #N/A | #N/A | #N/A | #N/A | #N/A
18 | 1080 | 0 | 0 | 0 | 0 | 0 | 0 | 0 | 0 | 0 | #N/A | #N/A | #N/A | #N/A | #N/A | #N/A
18.0833 | 1085 | 0 | 0 | 0 | 0 | 0 | 0 | 0 | 0 | 0 | #N/A | #N/A | #N/A | #N/A | #N/A | #N/A
18.1667 | 1090 | 0 | 0 | 0 | 0 | 0 | 0 | 0 | 0 | 0 | #N/A | #N/A | #N/A | #N/A | #N/A | #N/A
18.25 | 1095 | 0 | 0 | 0 | 0 | 0 | 0 | 0 | 0 | 0 | #N/A | #N/A | #N/A | #N/A | #N/A | #N/A
18.3333 | 1100 | 0 | 0 | 0 | 0 | 0 | 0 | 0 | 0 | 0 | #N/A | #N/A | #N/A | #N/A | #N/A | #N/A
18.4167 | 1105 | 0 | 0 | 0 | 0 | 0 | 0 | 0 | 0 | 0 | #N/A | #N/A | #N/A | #N/A | #N/A | #N/A
18.5 | 1110 | 0 | 0 | 0 | 0 | 0 | 0 | 0 | 0 | 0 | #N/A | #N/A | #N/A | #N/A | #N/A | #N/A
18.5833 | 1115 | 0 | 0 | 0 | 0 | 0 | 0 | 0 | 0 | 0 | #N/A | #N/A | #N/A | #N/A | #N/A | #N/A
18.6667 | 1120 | 0 | 0 | 0 | 0 | 0 | 0 | 0 | 0 | 0 | #N/A | #N/A | #N/A | #N/A | #N/A | #N/A
18.75 | 1125 | 0 | 0 | 0 | 0 | 0 | 0 | 0 | 0 | 0 | #N/A | #N/A | #N/A | #N/A | #N/A | #N/A
18.8333 | 1130 | 0 | 0 | 0 | 0 | 0 | 0 | 0 | 0 | 0 | #N/A | #N/A | #N/A | #N/A | #N/A | #N/A
18.9167 | 1135 | 0 | 0 | 0 | 0 | 0 | 0 | 0 | 0 | 0 | #N/A | #N/A | #N/A | #N/A | #N/A | #N/A
19 | 1140 | 0 | 0 | 0 | 0 | 0 | 0 | 0 | 0 | 0 | #N/A | #N/A | #N/A | #N/A | #N/A | #N/A
19.0833 | 1145 | 0 | 0 | 0 | 0 | 0 | 0 | 0 | 0 | 0 | #N/A | #N/A | #N/A | #N/A | #N/A | #N/A
19.1667 | 1150 | 0 | 0 | 0 | 0 | 0 | 0 | 0 | 0 | 0 | #N/A | #N/A | #N/A | #N/A | #N/A | #N/A
19.25 | 1155 | 0 | 0 | 0 | 0 | 0 | 0 | 0 | 0 | 0 | #N/A | #N/A | #N/A | #N/A | #N/A | #N/A
19.3333 | 1160 | 0 | 0 | 0 | 0 | 0 | 0 | 0 | 0 | 0 | #N/A | #N/A | #N/A | #N/A | #N/A | #N/A
19.4167 | 1165 | 0 | 0 | 0 | 0 | 0 | 0 | 0 | 0 | 0 | #N/A | #N/A | #N/A | #N/A | #N/A | #N/A
19.5 | 1170 | 0 | 0 | 0 | 0 | 0 | 0 | 0 | 0 | 0 | #N/A | #N/A | #N/A | #N/A | #N/A | #N/A
19.5833 | 1175 | 0 | 0 | 0 | 0 | 0 | 0 | 0 | 0 | 0 | #N/A | #N/A | #N/A | #N/A | #N/A | #N/A
19.6667 | 1180 | 0 | 0 | 0 | 0 | 0 | 0 | 0 | 0 | 0 | #N/A | #N/A | #N/A | #N/A | #N/A | #N/A
19.75 | 1185 | 0 | 0 | 0 | 0 | 0 | 0 | 0 | 0 | 0 | #N/A | #N/A | #N/A | #N/A | #N/A | #N/A
19.8333 | 1190 | 0 | 0 | 0 | 0 | 0 | 0 | 0 | 0 | 0 | #N/A | #N/A | #N/A | #N/A | #N/A | #N/A
19.9167 | 1195 | 0 | 0 | 0 | 0 | 0 | 0 | 0 | 0 | 0 | #N/A | #N/A | #N/A | #N/A | #N/A | #N/A
20 | 1200 | 0 | 0 | 0 | 0 | 0 | 0 | 0 | 0 | 0 | #N/A | #N/A | #N/A | #N/A | #N/A | #N/A
20.0833 | 1205 | 0 | 0 | 0 | 0 | 0 | 0 | 0 | 0 | 0 | #N/A | #N/A | #N/A | #N/A | #N/A | #N/A
20.1667 | 1210 | 0 | 0 | 0 | 0 | 0 | 0 | 0 | 0 | 0 | #N/A | #N/A | #N/A | #N/A | #N/A | #N/A
20.25 | 1215 | 0 | 0 | 0 | 0 | 0 | 0 | 0 | 0 | 0 | #N/A | #N/A | #N/A | #N/A | #N/A | #N/A
20.3333 | 1220 | 0 | 0 | 0 | 0 | 0 | 0 | 0 | 0 | 0 | #N/A | #N/A | #N/A | #N/A | #N/A | #N/A
20.4167 | 1225 | 0 | 0 | 0 | 0 | 0 | 0 | 0 | 0 | 0 | #N/A | #N/A | #N/A | #N/A | #N/A | #N/A
20.5 | 1230 | 0 | 0 | 0 | 0 | 0 | 0 | 0 | 0 | 0 | #N/A | #N/A | #N/A | #N/A | #N/A | #N/A
20.5833 | 1235 | 0 | 0 | 0 | 0 | 0 | 0 | 0 | 0 | 0 | #N/A | #N/A | #N/A | #N/A | #N/A | #N/A
20.6667 | 1240 | 0 | 0 | 0 | 0 | 0 | 0 | 0 | 0 | 0 | #N/A | #N/A | #N/A | #N/A | #N/A | #N/A
20.75 | 1245 | 0 | 0 | 0 | 0 | 0 | 0 | 0 | 0 | 0 | #N/A | #N/A | #N/A | #N/A | #N/A | #N/A
20.8333 | 1250 | 0 | 0 | 0 | 0 | 0 | 0 | 0 | 0 | 0 | #N/A | #N/A | #N/A | #N/A | #N/A | #N/A
20.9167 | 1255 | 0 | 0 | 0 | 0 | 0 | 0 | 0 | 0 | 0 | #N/A | #N/A | #N/A | #N/A | #N/A | #N/A
21 | 1260 | 0 | 0 | 0 | 0 | 0 | 0 | 0 | 0 | 0 | #N/A | #N/A | #N/A | #N/A | #N/A | #N/A
21.0833 | 1265 | 0 | 0 | 0 | 0 | 0 | 0 | 0 | 0 | 0 | #N/A | #N/A | #N/A | #N/A | #N/A | #N/A
21.1667 | 1270 | 0 | 0 | 0 | 0 | 0 | 0 | 0 | 0 | 0 | #N/A | #N/A | #N/A | #N/A | #N/A | #N/A
21.25 | 1275 | 0 | 0 | 0 | 0 | 0 | 0 | 0 | 0 | 0 | #N/A | #N/A | #N/A | #N/A | #N/A | #N/A
21.3333 | 1280 | 0 | 0 | 0 | 0 | 0 | 0 | 0 | 0 | 0 | #N/A | #N/A | #N/A | #N/A | #N/A | #N/A
21.4167 | 1285 | 0 | 0 | 0 | 0 | 0 | 0 | 0 | 0 | 0 | #N/A | #N/A | #N/A | #N/A | #N/A | #N/A
21.5 | 1290 | 0 | 0 | 0 | 0 | 0 | 0 | 0 | 0 | 0 | #N/A | #N/A | #N/A | #N/A | #N/A | #N/A
21.5833 | 1295 | 0 | 0 | 0 | 0 | 0 | 0 | 0 | 0 | 0 | #N/A | #N/A | #N/A | #N/A | #N/A | #N/A
21.6667 | 1300 | 0 | 0 | 0 | 0 | 0 | 0 | 0 | 0 | 0 | #N/A | #N/A | #N/A | #N/A | #N/A | #N/A
21.75 | 1305 | 0 | 0 | 0 | 0 | 0 | 0 | 0 | 0 | 0 | #N/A | #N/A | #N/A | #N/A | #N/A | #N/A
21.8333 | 1310 | 0 | 0 | 0 | 0 | 0 | 0 | 0 | 0 | 0 | #N/A | #N/A | #N/A | #N/A | #N/A | #N/A
21.9167 | 1315 | 0 | 0 | 0 | 0 | 0 | 0 | 0 | 0 | 0 | #N/A | #N/A | #N/A | #N/A | #N/A | #N/A
22 | 1320 | 0 | 0 | 0 | 0 | 0 | 0 | 0 | 0 | 0 | #N/A | #N/A | #N/A | #N/A | #N/A | #N/A
22.0833 | 1325 | 0 | 0 | 0 | 0 | 0 | 0 | 0 | 0 | 0 | #N/A | #N/A | #N/A | #N/A | #N/A | #N/A
22.1667 | 1330 | 0 | 0 | 0 | 0 | 0 | 0 | 0 | 0 | 0 | #N/A | #N/A | #N/A | #N/A | #N/A | #N/A
22.25 | 1335 | 0 | 0 | 0 | 0 | 0 | 0 | 0 | 0 | 0 | #N/A | #N/A | #N/A | #N/A | #N/A | #N/A
22.3333 | 1340 | 0 | 0 | 0 | 0 | 0 | 0 | 0 | 0 | 0 | #N/A | #N/A | #N/A | #N/A | #N/A | #N/A
22.4167 | 1345 | 0 | 0 | 0 | 0 | 0 | 0 | 0 | 0 | 0 | #N/A | #N/A | #N/A | #N/A | #N/A | #N/A
22.5 | 1350 | 0 | 0 | 0 | 0 | 0 | 0 | 0 | 0 | 0 | #N/A | #N/A | #N/A | #N/A | #N/A | #N/A
22.5833 | 1355 | 0 | 0 | 0 | 0 | 0 | 0 | 0 | 0 | 0 | #N/A | #N/A | #N/A | #N/A | #N/A | #N/A
22.6667 | 1360 | 0 | 0 | 0 | 0 | 0 | 0 | 0 | 0 | 0 | #N/A | #N/A | #N/A | #N/A | #N/A | #N/A
22.75 | 1365 | 0 | 0 | 0 | 0 | 0 | 0 | 0 | 0 | 0 | #N/A | #N/A | #N/A | #N/A | #N/A | #N/A
22.8333 | 1370 | 0 | 0 | 0 | 0 | 0 | 0 | 0 | 0 | 0 | #N/A | #N/A | #N/A | #N/A | #N/A | #N/A
22.9167 | 1375 | 0 | 0 | 0 | 0 | 0 | 0 | 0 | 0 | 0 | #N/A | #N/A | #N/A | #N/A | #N/A | #N/A
23 | 1380 | 0 | 0 | 0 | 0 | 0 | 0 | 0 | 0 | 0 | #N/A | #N/A | #N/A | #N/A | #N/A | #N/A
23.0833 | 1385 | 0 | 0 | 0 | 0 | 0 | 0 | 0 | 0 | 0 | #N/A | #N/A | #N/A | #N/A | #N/A | #N/A
23.1667 | 1390 | 0 | 0 | 0 | 0 | 0 | 0 | 0 | 0 | 0 | #N/A | #N/A | #N/A | #N/A | #N/A | #N/A
23.25 | 1395 | 0 | 0 | 0 | 0 | 0 | 0 | 0 | 0 | 0 | #N/A | #N/A | #N/A | #N/A | #N/A | #N/A
23.3333 | 1400 | 0 | 0 | 0 | 0 | 0 | 0 | 0 | 0 | 0 | #N/A | #N/A | #N/A | #N/A | #N/A | #N/A
23.4167 | 1405 | 0 | 0 | 0 | 0 | 0 | 0 | 0 | 0 | 0 | #N/A | #N/A | #N/A | #N/A | #N/A | #N/A
23.5 | 1410 | 0 | 0 | 0 | 0 | 0 | 0 | 0 | 0 | 0 | #N/A | #N/A | #N/A | #N/A | #N/A | #N/A
23.5833 | 1415 | 0 | 0 | 0 | 0 | 0 | 0 | 0 | 0 | 0 | #N/A | #N/A | #N/A | #N/A | #N/A | #N/A
23.6667 | 1420 | 0 | 0 | 0 | 0 | 0 | 0 | 0 | 0 | 0 | #N/A | #N/A | #N/A | #N/A | #N/A | #N/A
23.75 | 1425 | 0 | 0 | 0 | 0 | 0 | 0 | 0 | 0 | 0 | #N/A | #N/A | #N/A | #N/A | #N/A | #N/A
23.8333 | 1430 | 0 | 0 | 0 | 0 | 0 | 0 | 0 | 0 | 0 | #N/A | #N/A | #N/A | #N/A | #N/A | #N/A
23.9167 | 1435 | 0 | 0 | 0 | 0 | 0 | 0 | 0 | 0 | 0 | #N/A | #N/A | #N/A | #N/A | #N/A | #N/A
24 | 1440 | 0 | 0 | 0 | 0 | 0 | 0 | 0 | 0 | 0 | #N/A | #N/A | #N/A | #N/A | #N/A | #N/A
24.0833 | 1445 | 0 | 0 | 0 | 0 | 0 | 0 | 0 | 0 | 0 | #N/A | #N/A | #N/A | #N/A | #N/A | #N/A
24.1667 | 1450 | 0 | 0 | 0 | 0 | 0 | 0 | 0 | 0 | 0 | #N/A | #N/A | #N/A | #N/A | #N/A | #N/A
24.25 | 1455 | 0 | 0 | 0 | 0 | 0 | 0 | 0 | 0 | 0 | #N/A | #N/A | #N/A | #N/A | #N/A | #N/A
24.3333 | 1460 | 0 | 0 | 0 | 0 | 0 | 0 | 0 | 0 | 0 | #N/A | #N/A | #N/A | #N/A | #N/A | #N/A
24.4167 | 1465 | 0 | 0 | 0 | 0 | 0 | 0 | 0 | 0 | 0 | #N/A | #N/A | #N/A | #N/A | #N/A | #N/A
24.5 | 1470 | 0 | 0 | 0 | 0 | 0 | 0 | 0 | 0 | 0 | #N/A | #N/A | #N/A | #N/A | #N/A | #N/A
24.5833 | 1475 | 0 | 0 | 0 | 0 | 0 | 0 | 0 | 0 | 0 | #N/A | #N/A | #N/A | #N/A | #N/A | #N/A
24.6667 | 1480 | 0 | 0 | 0 | 0 | 0 | 0 | 0 | 0 | 0 | #N/A | #N/A | #N/A | #N/A | #N/A | #N/A
24.75 | 1485 | 0 | 0 | 0 | 0 | 0 | 0 | 0 | 0 | 0 | #N/A | #N/A | #N/A | #N/A | #N/A | #N/A
24.8333 | 1490 | 0 | 0 | 0 | 0 | 0 | 0 | 0 | 0 | 0 | #N/A | #N/A | #N/A | #N/A | #N/A | #N/A
24.9167 | 1495 | 0 | 0 | 0 | 0 | 0 | 0 | 0 | 0 | 0 | #N/A | #N/A | #N/A | #N/A | #N/A | #N/A
25 | 1500 | 0 | 0 | 0 | 0 | 0 | 0 | 0 | 0 | 0 | #N/A | #N/A | #N/A | #N/A | #N/A | #N/A
25.0833 | 1505 | 0 | 0 | 0 | 0 | 0 | 0 | 0 | 0 | 0 | #N/A | #N/A | #N/A | #N/A | #N/A | #N/A
25.1667 | 1510 | 0 | 0 | 0 | 0 | 0 | 0 | 0 | 0 | 0 | #N/A | #N/A | #N/A | #N/A | #N/A | #N/A
25.25 | 1515 | 0 | 0 | 0 | 0 | 0 | 0 | 0 | 0 | 0 | #N/A | #N/A | #N/A | #N/A | #N/A | #N/A
25.3333 | 1520 | 0 | 0 | 0 | 0 | 0 | 0 | 0 | 0 | 0 | #N/A | #N/A | #N/A | #N/A | #N/A | #N/A
25.4167 | 1525 | 0 | 0 | 0 | 0 | 0 | 0 | 0 | 0 | 0 | #N/A | #N/A | #N/A | #N/A | #N/A | #N/A
25.5 | 1530 | 0 | 0 | 0 | 0 | 0 | 0 | 0 | 0 | 0 | #N/A | #N/A | #N/A | #N/A | #N/A | #N/A
25.5833 | 1535 | 0 | 0 | 0 | 0 | 0 | 0 | 0 | 0 | 0 | #N/A | #N/A | #N/A | #N/A | #N/A | #N/A
25.6667 | 1540 | 0 | 0 | 0 | 0 | 0 | 0 | 0 | 0 | 0 | #N/A | #N/A | #N/A | #N/A | #N/A | #N/A
25.75 | 1545 | 0 | 0 | 0 | 0 | 0 | 0 | 0 | 0 | 0 | #N/A | #N/A | #N/A | #N/A | #N/A | #N/A
25.8333 | 1550 | 0 | 0 | 0 | 0 | 0 | 0 | 0 | 0 | 0 | #N/A | #N/A | #N/A | #N/A | #N/A | #N/A
25.9167 | 1555 | 0 | 0 | 0 | 0 | 0 | 0 | 0 | 0 | 0 | #N/A | #N/A | #N/A | #N/A | #N/A | #N/A
26 | 1560 | 0 | 0 | 0 | 0 | 0 | 0 | 0 | 0 | 0 | #N/A | #N/A | #N/A | #N/A | #N/A | #N/A
26.0833 | 1565 | 0 | 0 | 0 | 0 | 0 | 0 | 0 | 0 | 0 | #N/A | #N/A | #N/A | #N/A | #N/A | #N/A
26.1667 | 1570 | 0 | 0 | 0 | 0 | 0 | 0 | 0 | 0 | 0 | #N/A | #N/A | #N/A | #N/A | #N/A | #N/A
26.25 | 1575 | 0 | 0 | 0 | 0 | 0 | 0 | 0 | 0 | 0 | #N/A | #N/A | #N/A | #N/A | #N/A | #N/A
26.3333 | 1580 | 0 | 0 | 0 | 0 | 0 | 0 | 0 | 0 | 0 | #N/A | #N/A | #N/A | #N/A | #N/A | #N/A
26.4167 | 1585 | 0 | 0 | 0 | 0 | 0 | 0 | 0 | 0 | 0 | #N/A | #N/A | #N/A | #N/A | #N/A | #N/A
26.5 | 1590 | 0 | 0 | 0 | 0 | 0 | 0 | 0 | 0 | 0 | #N/A | #N/A | #N/A | #N/A | #N/A | #N/A
26.5833 | 1595 | 0 | 0 | 0 | 0 | 0 | 0 | 0 | 0 | 0 | #N/A | #N/A | #N/A | #N/A | #N/A | #N/A
26.6667 | 1600 | 0 | 0 | 0 | 0 | 0 | 0 | 0 | 0 | 0 | #N/A | #N/A | #N/A | #N/A | #N/A | #N/A
26.75 | 1605 | 0 | 0 | 0 | 0 | 0 | 0 | 0 | 0 | 0 | #N/A | #N/A | #N/A | #N/A | #N/A | #N/A
26.8333 | 1610 | 0 | 0 | 0 | 0 | 0 | 0 | 0 | 0 | 0 | #N/A | #N/A | #N/A | #N/A | #N/A | #N/A
26.9167 | 1615 | 0 | 0 | 0 | 0 | 0 | 0 | 0 | 0 | 0 | #N/A | #N/A | #N/A | #N/A | #N/A | #N/A
27 | 1620 | 0 | 0 | 0 | 0 | 0 | 0 | 0 | 0 | 0 | #N/A | #N/A | #N/A | #N/A | #N/A | #N/A
27.0833 | 1625 | 0 | 0 | 0 | 0 | 0 | 0 | 0 | 0 | 0 | #N/A | #N/A | #N/A | #N/A | #N/A | #N/A
27.1667 | 1630 | 0 | 0 | 0 | 0 | 0 | 0 | 0 | 0 | 0 | #N/A | #N/A | #N/A | #N/A | #N/A | #N/A
27.25 | 1635 | 0 | 0 | 0 | 0 | 0 | 0 | 0 | 0 | 0 | #N/A | #N/A | #N/A | #N/A | #N/A | #N/A
27.3333 | 1640 | 0 | 0 | 0 | 0 | 0 | 0 | 0 | 0 | 0 | #N/A | #N/A | #N/A | #N/A | #N/A | #N/A
27.4167 | 1645 | 0 | 0 | 0 | 0 | 0 | 0 | 0 | 0 | 0 | #N/A | #N/A | #N/A | #N/A | #N/A | #N/A
27.5 | 1650 | 0 | 0 | 0 | 0 | 0 | 0 | 0 | 0 | 0 | #N/A | #N/A | #N/A | #N/A | #N/A | #N/A
27.5833 | 1655 | 0 | 0 | 0 | 0 | 0 | 0 | 0 | 0 | 0 | #N/A | #N/A | #N/A | #N/A | #N/A | #N/A
27.6667 | 1660 | 0 | 0 | 0 | 0 | 0 | 0 | 0 | 0 | 0 | #N/A | #N/A | #N/A | #N/A | #N/A | #N/A
27.75 | 1665 | 0 | 0 | 0 | 0 | 0 | 0 | 0 | 0 | 0 | #N/A | #N/A | #N/A | #N/A | #N/A | #N/A
27.8333 | 1670 | 0 | 0 | 0 | 0 | 0 | 0 | 0 | 0 | 0 | #N/A | #N/A | #N/A | #N/A | #N/A | #N/A
27.9167 | 1675 | 0 | 0 | 0 | 0 | 0 | 0 | 0 | 0 | 0 | #N/A | #N/A | #N/A | #N/A | #N/A | #N/A
28 | 1680 | 0 | 0 | 0 | 0 | 0 | 0 | 0 | 0 | 0 | #N/A | #N/A | #N/A | #N/A | #N/A | #N/A
28.0833 | 1685 | 0 | 0 | 0 | 0 | 0 | 0 | 0 | 0 | 0 | #N/A | #N/A | #N/A | #N/A | #N/A | #N/A
28.1667 | 1690 | 0 | 0 | 0 | 0 | 0 | 0 | 0 | 0 | 0 | #N/A | #N/A | #N/A | #N/A | #N/A | #N/A
28.25 | 1695 | 0 | 0 | 0 | 0 | 0 | 0 | 0 | 0 | 0 | #N/A | #N/A | #N/A | #N/A | #N/A | #N/A
28.3333 | 1700 | 0 | 0 | 0 | 0 | 0 | 0 | 0 | 0 | 0 | #N/A | #N/A | #N/A | #N/A | #N/A | #N/A
28.4167 | 1705 | 0 | 0 | 0 | 0 | 0 | 0 | 0 | 0 | 0 | #N/A | #N/A | #N/A | #N/A | #N/A | #N/A
28.5 | 1710 | 0 | 0 | 0 | 0 | 0 | 0 | 0 | 0 | 0 | #N/A | #N/A | #N/A | #N/A | #N/A | #N/A
28.5833 | 1715 | 0 | 0 | 0 | 0 | 0 | 0 | 0 | 0 | 0 | #N/A | #N/A | #N/A | #N/A | #N/A | #N/A
28.6667 | 1720 | 0 | 0 | 0 | 0 | 0 | 0 | 0 | 0 | 0 | #N/A | #N/A | #N/A | #N/A | #N/A | #N/A
28.75 | 1725 | 0 | 0 | 0 | 0 | 0 | 0 | 0 | 0 | 0 | #N/A | #N/A | #N/A | #N/A | #N/A | #N/A
28.8333 | 1730 | 0 | 0 | 0 | 0 | 0 | 0 | 0 | 0 | 0 | #N/A | #N/A | #N/A | #N/A | #N/A | #N/A
28.9167 | 1735 | 0 | 0 | 0 | 0 | 0 | 0 | 0 | 0 | 0 | #N/A | #N/A | #N/A | #N/A | #N/A | #N/A
29 | 1740 | 0 | 0 | 0 | 0 | 0 | 0 | 0 | 0 | 0 | #N/A | #N/A | #N/A | #N/A | #N/A | #N/A
29.0833 | 1745 | 0 | 0 | 0 | 0 | 0 | 0 | 0 | 0 | 0 | #N/A | #N/A | #N/A | #N/A | #N/A | #N/A
29.1667 | 1750 | 0 | 0 | 0 | 0 | 0 | 0 | 0 | 0 | 0 | #N/A | #N/A | #N/A | #N/A | #N/A | #N/A
29.25 | 1755 | 0 | 0 | 0 | 0 | 0 | 0 | 0 | 0 | 0 | #N/A | #N/A | #N/A | #N/A | #N/A | #N/A
29.3333 | 1760 | 0 | 0 | 0 | 0 | 0 | 0 | 0 | 0 | 0 | #N/A | #N/A | #N/A | #N/A | #N/A | #N/A
29.4167 | 1765 | 0 | 0 | 0 | 0 | 0 | 0 | 0 | 0 | 0 | #N/A | #N/A | #N/A | #N/A | #N/A | #N/A
29.5 | 1770 | 0 | 0 | 0 | 0 | 0 | 0 | 0 | 0 | 0 | #N/A | #N/A | #N/A | #N/A | #N/A | #N/A
29.5833 | 1775 | 0 | 0 | 0 | 0 | 0 | 0 | 0 | 0 | 0 | #N/A | #N/A | #N/A | #N/A | #N/A | #N/A
29.6667 | 1780 | 0 | 0 | 0 | 0 | 0 | 0 | 0 | 0 | 0 | #N/A | #N/A | #N/A | #N/A | #N/A | #N/A
29.75 | 1785 | 0 | 0 | 0 | 0 | 0 | 0 | 0 | 0 | 0 | #N/A | #N/A | #N/A | #N/A | #N/A | #N/A
29.8333 | 1790 | 0 | 0 | 0 | 0 | 0 | 0 | 0 | 0 | 0 | #N/A | #N/A | #N/A | #N/A | #N/A | #N/A
29.9167 | 1795 | 0 | 0 | 0 | 0 | 0 | 0 | 0 | 0 | 0 | #N/A | #N/A | #N/A | #N/A | #N/A | #N/A
30 | 1800 | 0 | 0 | 0 | 0 | 0 | 0 | 0 | 0 | 0 | #N/A | #N/A | #N/A | #N/A | #N/A | #N/A
30.0833 | 1805 | 0 | 0 | 0 | 0 | 0 | 0 | 0 | 0 | 0 | #N/A | #N/A | #N/A | #N/A | #N/A | #N/A
30.1667 | 1810 | 0 | 0 | 0 | 0 | 0 | 0 | 0 | 0 | 0 | #N/A | #N/A | #N/A | #N/A | #N/A | #N/A
30.25 | 1815 | 0 | 0 | 0 | 0 | 0 | 0 | 0 | 0 | 0 | #N/A | #N/A | #N/A | #N/A | #N/A | #N/A
30.3333 | 1820 | 0 | 0 | 0 | 0 | 0 | 0 | 0 | 0 | 0 | #N/A | #N/A | #N/A | #N/A | #N/A | #N/A
30.4167 | 1825 | 0 | 0 | 0 | 0 | 0 | 0 | 0 | 0 | 0 | #N/A | #N/A | #N/A | #N/A | #N/A | #N/A
30.5 | 1830 | 0 | 0 | 0 | 0 | 0 | 0 | 0 | 0 | 0 | #N/A | #N/A | #N/A | #N/A | #N/A | #N/A
30.5833 | 1835 | 0 | 0 | 0 | 0 | 0 | 0 | 0 | 0 | 0 | #N/A | #N/A | #N/A | #N/A | #N/A | #N/A
30.6667 | 1840 | 0 | 0 | 0 | 0 | 0 | 0 | 0 | 0 | 0 | #N/A | #N/A | #N/A | #N/A | #N/A | #N/A
30.75 | 1845 | 0 | 0 | 0 | 0 | 0 | 0 | 0 | 0 | 0 | #N/A | #N/A | #N/A | #N/A | #N/A | #N/A
30.8333 | 1850 | 0 | 0 | 0 | 0 | 0 | 0 | 0 | 0 | 0 | #N/A | #N/A | #N/A | #N/A | #N/A | #N/A
30.9167 | 1855 | 0 | 0 | 0 | 0 | 0 | 0 | 0 | 0 | 0 | #N/A | #N/A | #N/A | #N/A | #N/A | #N/A
31 | 1860 | 0 | 0 | 0 | 0 | 0 | 0 | 0 | 0 | 0 | #N/A | #N/A | #N/A | #N/A | #N/A | #N/A
31.0833 | 1865 | 0 | 0 | 0 | 0 | 0 | 0 | 0 | 0 | 0 | #N/A | #N/A | #N/A | #N/A | #N/A | #N/A
31.1667 | 1870 | 0 | 0 | 0 | 0 | 0 | 0 | 0 | 0 | 0 | #N/A | #N/A | #N/A | #N/A | #N/A | #N/A
31.25 | 1875 | 0 | 0 | 0 | 0 | 0 | 0 | 0 | 0 | 0 | #N/A | #N/A | #N/A | #N/A | #N/A | #N/A
31.3333 | 1880 | 0 | 0 | 0 | 0 | 0 | 0 | 0 | 0 | 0 | #N/A | #N/A | #N/A | #N/A | #N/A | #N/A
31.4167 | 1885 | 0 | 0 | 0 | 0 | 0 | 0 | 0 | 0 | 0 | #N/A | #N/A | #N/A | #N/A | #N/A | #N/A
31.5 | 1890 | 0 | 0 | 0 | 0 | 0 | 0 | 0 | 0 | 0 | #N/A | #N/A | #N/A | #N/A | #N/A | #N/A
31.5833 | 1895 | 0 | 0 | 0 | 0 | 0 | 0 | 0 | 0 | 0 | #N/A | #N/A | #N/A | #N/A | #N/A | #N/A
31.6667 | 1900 | 0 | 0 | 0 | 0 | 0 | 0 | 0 | 0 | 0 | #N/A | #N/A | #N/A | #N/A | #N/A | #N/A
31.75 | 1905 | 0 | 0 | 0 | 0 | 0 | 0 | 0 | 0 | 0 | #N/A | #N/A | #N/A | #N/A | #N/A | #N/A
31.8333 | 1910 | 0 | 0 | 0 | 0 | 0 | 0 | 0 | 0 | 0 | #N/A | #N/A | #N/A | #N/A | #N/A | #N/A
31.9167 | 1915 | 0 | 0 | 0 | 0 | 0 | 0 | 0 | 0 | 0 | #N/A | #N/A | #N/A | #N/A | #N/A | #N/A
32 | 1920 | 0 | 0 | 0 | 0 | 0 | 0 | 0 | 0 | 0 | #N/A | #N/A | #N/A | #N/A | #N/A | #N/A
32.0833 | 1925 | 0 | 0 | 0 | 0 | 0 | 0 | 0 | 0 | 0 | #N/A | #N/A | #N/A | #N/A | #N/A | #N/A
32.1667 | 1930 | 0 | 0 | 0 | 0 | 0 | 0 | 0 | 0 | 0 | #N/A | #N/A | #N/A | #N/A | #N/A | #N/A
32.25 | 1935 | 0 | 0 | 0 | 0 | 0 | 0 | 0 | 0 | 0 | #N/A | #N/A | #N/A | #N/A | #N/A | #N/A
32.3333 | 1940 | 0 | 0 | 0 | 0 | 0 | 0 | 0 | 0 | 0 | #N/A | #N/A | #N/A | #N/A | #N/A | #N/A
32.4167 | 1945 | 0 | 0 | 0 | 0 | 0 | 0 | 0 | 0 | 0 | #N/A | #N/A | #N/A | #N/A | #N/A | #N/A
32.5 | 1950 | 0 | 0 | 0 | 0 | 0 | 0 | 0 | 0 | 0 | #N/A | #N/A | #N/A | #N/A | #N/A | #N/A
32.5833 | 1955 | 0 | 0 | 0 | 0 | 0 | 0 | 0 | 0 | 0 | #N/A | #N/A | #N/A | #N/A | #N/A | #N/A
32.6667 | 1960 | 0 | 0 | 0 | 0 | 0 | 0 | 0 | 0 | 0 | #N/A | #N/A | #N/A | #N/A | #N/A | #N/A
32.75 | 1965 | 0 | 0 | 0 | 0 | 0 | 0 | 0 | 0 | 0 | #N/A | #N/A | #N/A | #N/A | #N/A | #N/A
32.8333 | 1970 | 0 | 0 | 0 | 0 | 0 | 0 | 0 | 0 | 0 | #N/A | #N/A | #N/A | #N/A | #N/A | #N/A
32.9167 | 1975 | 0 | 0 | 0 | 0 | 0 | 0 | 0 | 0 | 0 | #N/A | #N/A | #N/A | #N/A | #N/A | #N/A
33 | 1980 | 0 | 0 | 0 | 0 | 0 | 0 | 0 | 0 | 0 | #N/A | #N/A | #N/A | #N/A | #N/A | #N/A
33.0833 | 1985 | 0 | 0 | 0 | 0 | 0 | 0 | 0 | 0 | 0 | #N/A | #N/A | #N/A | #N/A | #N/A | #N/A
33.1667 | 1990 | 0 | 0 | 0 | 0 | 0 | 0 | 0 | 0 | 0 | #N/A | #N/A | #N/A | #N/A | #N/A | #N/A
33.25 | 1995 | 0 | 0 | 0 | 0 | 0 | 0 | 0 | 0 | 0 | #N/A | #N/A | #N/A | #N/A | #N/A | #N/A
33.3333 | 2000 | 0 | 0 | 0 | 0 | 0 | 0 | 0 | 0 | 0 | #N/A | #N/A | #N/A | #N/A | #N/A | #N/A
33.4167 | 2005 | 0 | 0 | 0 | 0 | 0 | 0 | 0 | 0 | 0 | #N/A | #N/A | #N/A | #N/A | #N/A | #N/A
33.5 | 2010 | 0 | 0 | 0 | 0 | 0 | 0 | 0 | 0 | 0 | #N/A | #N/A | #N/A | #N/A | #N/A | #N/A
33.5833 | 2015 | 0 | 0 | 0 | 0 | 0 | 0 | 0 | 0 | 0 | #N/A | #N/A | #N/A | #N/A | #N/A | #N/A
33.6667 | 2020 | 0 | 0 | 0 | 0 | 0 | 0 | 0 | 0 | 0 | #N/A | #N/A | #N/A | #N/A | #N/A | #N/A
33.75 | 2025 | 0 | 0 | 0 | 0 | 0 | 0 | 0 | 0 | 0 | #N/A | #N/A | #N/A | #N/A | #N/A | #N/A
33.8333 | 2030 | 0 | 0 | 0 | 0 | 0 | 0 | 0 | 0 | 0 | #N/A | #N/A | #N/A | #N/A | #N/A | #N/A
33.9167 | 2035 | 0 | 0 | 0 | 0 | 0 | 0 | 0 | 0 | 0 | #N/A | #N/A | #N/A | #N/A | #N/A | #N/A
34 | 2040 | 0 | 0 | 0 | 0 | 0 | 0 | 0 | 0 | 0 | #N/A | #N/A | #N/A | #N/A | #N/A | #N/A
34.0833 | 2045 | 0 | 0 | 0 | 0 | 0 | 0 | 0 | 0 | 0 | #N/A | #N/A | #N/A | #N/A | #N/A | #N/A
34.1667 | 2050 | 0 | 0 | 0 | 0 | 0 | 0 | 0 | 0 | 0 | #N/A | #N/A | #N/A | #N/A | #N/A | #N/A
34.25 | 2055 | 0 | 0 | 0 | 0 | 0 | 0 | 0 | 0 | 0 | #N/A | #N/A | #N/A | #N/A | #N/A | #N/A
34.3333 | 2060 | 0 | 0 | 0 | 0 | 0 | 0 | 0 | 0 | 0 | #N/A | #N/A | #N/A | #N/A | #N/A | #N/A
34.4167 | 2065 | 0 | 0 | 0 | 0 | 0 | 0 | 0 | 0 | 0 | #N/A | #N/A | #N/A | #N/A | #N/A | #N/A
34.5 | 2070 | 0 | 0 | 0 | 0 | 0 | 0 | 0 | 0 | 0 | #N/A | #N/A | #N/A | #N/A | #N/A | #N/A
34.5833 | 2075 | 0 | 0 | 0 | 0 | 0 | 0 | 0 | 0 | 0 | #N/A | #N/A | #N/A | #N/A | #N/A | #N/A
34.6667 | 2080 | 0 | 0 | 0 | 0 | 0 | 0 | 0 | 0 | 0 | #N/A | #N/A | #N/A | #N/A | #N/A | #N/A
34.75 | 2085 | 0 | 0 | 0 | 0 | 0 | 0 | 0 | 0 | 0 | #N/A | #N/A | #N/A | #N/A | #N/A | #N/A
34.8333 | 2090 | 0 | 0 | 0 | 0 | 0 | 0 | 0 | 0 | 0 | #N/A | #N/A | #N/A | #N/A | #N/A | #N/A
34.9167 | 2095 | 0 | 0 | 0 | 0 | 0 | 0 | 0 | 0 | 0 | #N/A | #N/A | #N/A | #N/A | #N/A | #N/A
35 | 2100 | 0 | 0 | 0 | 0 | 0 | 0 | 0 | 0 | 0 | #N/A | #N/A | #N/A | #N/A | #N/A | #N/A
35.0833 | 2105 | 0 | 0 | 0 | 0 | 0 | 0 | 0 | 0 | 0 | #N/A | #N/A | #N/A | #N/A | #N/A | #N/A
35.1667 | 2110 | 0 | 0 | 0 | 0 | 0 | 0 | 0 | 0 | 0 | #N/A | #N/A | #N/A | #N/A | #N/A | #N/A
35.25 | 2115 | 0 | 0 | 0 | 0 | 0 | 0 | 0 | 0 | 0 | #N/A | #N/A | #N/A | #N/A | #N/A | #N/A
35.3333 | 2120 | 0 | 0 | 0 | 0 | 0 | 0 | 0 | 0 | 0 | #N/A | #N/A | #N/A | #N/A | #N/A | #N/A
35.4167 | 2125 | 0 | 0 | 0 | 0 | 0 | 0 | 0 | 0 | 0 | #N/A | #N/A | #N/A | #N/A | #N/A | #N/A
35.5 | 2130 | 0 | 0 | 0 | 0 | 0 | 0 | 0 | 0 | 0 | #N/A | #N/A | #N/A | #N/A | #N/A | #N/A
35.5833 | 2135 | 0 | 0 | 0 | 0 | 0 | 0 | 0 | 0 | 0 | #N/A | #N/A | #N/A | #N/A | #N/A | #N/A
35.6667 | 2140 | 0 | 0 | 0 | 0 | 0 | 0 | 0 | 0 | 0 | #N/A | #N/A | #N/A | #N/A | #N/A | #N/A
35.75 | 2145 | 0 | 0 | 0 | 0 | 0 | 0 | 0 | 0 | 0 | #N/A | #N/A | #N/A | #N/A | #N/A | #N/A
35.8333 | 2150 | 0 | 0 | 0 | 0 | 0 | 0 | 0 | 0 | 0 | #N/A | #N/A | #N/A | #N/A | #N/A | #N/A
35.9167 | 2155 | 0 | 0 | 0 | 0 | 0 | 0 | 0 | 0 | 0 | #N/A | #N/A | #N/A | #N/A | #N/A | #N/A
36 | 2160 | 0 | 0 | 0 | 0 | 0 | 0 | 0 | 0 | 0 | #N/A | #N/A | #N/A | #N/A | #N/A | #N/A
36.0833 | 2165 | 0 | 0 | 0 | 0 | 0 | 0 | 0 | 0 | 0 | #N/A | #N/A | #N/A | #N/A | #N/A | #N/A
36.1667 | 2170 | 0 | 0 | 0 | 0 | 0 | 0 | 0 | 0 | 0 | #N/A | #N/A | #N/A | #N/A | #N/A | #N/A
36.25 | 2175 | 0 | 0 | 0 | 0 | 0 | 0 | 0 | 0 | 0 | #N/A | #N/A | #N/A | #N/A | #N/A | #N/A
36.3333 | 2180 | 0 | 0 | 0 | 0 | 0 | 0 | 0 | 0 | 0 | #N/A | #N/A | #N/A | #N/A | #N/A | #N/A
36.4167 | 2185 | 0 | 0 | 0 | 0 | 0 | 0 | 0 | 0 | 0 | #N/A | #N/A | #N/A | #N/A | #N/A | #N/A
36.5 | 2190 | 0 | 0 | 0 | 0 | 0 | 0 | 0 | 0 | 0 | #N/A | #N/A | #N/A | #N/A | #N/A | #N/A
36.5833 | 2195 | 0 | 0 | 0 | 0 | 0 | 0 | 0 | 0 | 0 | #N/A | #N/A | #N/A | #N/A | #N/A | #N/A
36.6667 | 2200 | 0 | 0 | 0 | 0 | 0 | 0 | 0 | 0 | 0 | #N/A | #N/A | #N/A | #N/A | #N/A | #N/A
36.75 | 2205 | 0 | 0 | 0 | 0 | 0 | 0 | 0 | 0 | 0 | #N/A | #N/A | #N/A | #N/A | #N/A | #N/A
36.8333 | 2210 | 0 | 0 | 0 | 0 | 0 | 0 | 0 | 0 | 0 | #N/A | #N/A | #N/A | #N/A | #N/A | #N/A
36.9167 | 2215 | 0 | 0 | 0 | 0 | 0 | 0 | 0 | 0 | 0 | #N/A | #N/A | #N/A | #N/A | #N/A | #N/A
37 | 2220 | 0 | 0 | 0 | 0 | 0 | 0 | 0 | 0 | 0 | #N/A | #N/A | #N/A | #N/A | #N/A | #N/A
37.0833 | 2225 | 0 | 0 | 0 | 0 | 0 | 0 | 0 | 0 | 0 | #N/A | #N/A | #N/A | #N/A | #N/A | #N/A
37.1667 | 2230 | 0 | 0 | 0 | 0 | 0 | 0 | 0 | 0 | 0 | #N/A | #N/A | #N/A | #N/A | #N/A | #N/A
37.25 | 2235 | 0 | 0 | 0 | 0 | 0 | 0 | 0 | 0 | 0 | #N/A | #N/A | #N/A | #N/A | #N/A | #N/A
37.3333 | 2240 | 0 | 0 | 0 | 0 | 0 | 0 | 0 | 0 | 0 | #N/A | #N/A | #N/A | #N/A | #N/A | #N/A
37.4167 | 2245 | 0 | 0 | 0 | 0 | 0 | 0 | 0 | 0 | 0 | #N/A | #N/A | #N/A | #N/A | #N/A | #N/A
37.5 | 2250 | 0 | 0 | 0 | 0 | 0 | 0 | 0 | 0 | 0 | #N/A | #N/A | #N/A | #N/A | #N/A | #N/A
37.5833 | 2255 | 0 | 0 | 0 | 0 | 0 | 0 | 0 | 0 | 0 | #N/A | #N/A | #N/A | #N/A | #N/A | #N/A
37.6667 | 2260 | 0 | 0 | 0 | 0 | 0 | 0 | 0 | 0 | 0 | #N/A | #N/A | #N/A | #N/A | #N/A | #N/A
37.75 | 2265 | 0 | 0 | 0 | 0 | 0 | 0 | 0 | 0 | 0 | #N/A | #N/A | #N/A | #N/A | #N/A | #N/A
37.8333 | 2270 | 0 | 0 | 0 | 0 | 0 | 0 | 0 | 0 | 0 | #N/A | #N/A | #N/A | #N/A | #N/A | #N/A
37.9167 | 2275 | 0 | 0 | 0 | 0 | 0 | 0 | 0 | 0 | 0 | #N/A | #N/A | #N/A | #N/A | #N/A | #N/A
38 | 2280 | 0 | 0 | 0 | 0 | 0 | 0 | 0 | 0 | 0 | #N/A | #N/A | #N/A | #N/A | #N/A | #N/A
38.0833 | 2285 | 0 | 0 | 0 | 0 | 0 | 0 | 0 | 0 | 0 | #N/A | #N/A | #N/A | #N/A | #N/A | #N/A
38.1667 | 2290 | 0 | 0 | 0 | 0 | 0 | 0 | 0 | 0 | 0 | #N/A | #N/A | #N/A | #N/A | #N/A | #N/A
38.25 | 2295 | 0 | 0 | 0 | 0 | 0 | 0 | 0 | 0 | 0 | #N/A | #N/A | #N/A | #N/A | #N/A | #N/A
38.3333 | 2300 | 0 | 0 | 0 | 0 | 0 | 0 | 0 | 0 | 0 | #N/A | #N/A | #N/A | #N/A | #N/A | #N/A
38.4167 | 2305 | 0 | 0 | 0 | 0 | 0 | 0 | 0 | 0 | 0 | #N/A | #N/A | #N/A | #N/A | #N/A | #N/A
38.5 | 2310 | 0 | 0 | 0 | 0 | 0 | 0 | 0 | 0 | 0 | #N/A | #N/A | #N/A | #N/A | #N/A | #N/A
38.5833 | 2315 | 0 | 0 | 0 | 0 | 0 | 0 | 0 | 0 | 0 | #N/A | #N/A | #N/A | #N/A | #N/A | #N/A
38.6667 | 2320 | 0 | 0 | 0 | 0 | 0 | 0 | 0 | 0 | 0 | #N/A | #N/A | #N/A | #N/A | #N/A | #N/A
38.75 | 2325 | 0 | 0 | 0 | 0 | 0 | 0 | 0 | 0 | 0 | #N/A | #N/A | #N/A | #N/A | #N/A | #N/A
38.8333 | 2330 | 0 | 0 | 0 | 0 | 0 | 0 | 0 | 0 | 0 | #N/A | #N/A | #N/A | #N/A | #N/A | #N/A
38.9167 | 2335 | 0 | 0 | 0 | 0 | 0 | 0 | 0 | 0 | 0 | #N/A | #N/A | #N/A | #N/A | #N/A | #N/A
39 | 2340 | 0 | 0 | 0 | 0 | 0 | 0 | 0 | 0 | 0 | #N/A | #N/A | #N/A | #N/A | #N/A | #N/A
39.0833 | 2345 | 0 | 0 | 0 | 0 | 0 | 0 | 0 | 0 | 0 | #N/A | #N/A | #N/A | #N/A | #N/A | #N/A
39.1667 | 2350 | 0 | 0 | 0 | 0 | 0 | 0 | 0 | 0 | 0 | #N/A | #N/A | #N/A | #N/A | #N/A | #N/A
39.25 | 2355 | 0 | 0 | 0 | 0 | 0 | 0 | 0 | 0 | 0 | #N/A | #N/A | #N/A | #N/A | #N/A | #N/A
39.3333 | 2360 | 0 | 0 | 0 | 0 | 0 | 0 | 0 | 0 | 0 | #N/A | #N/A | #N/A | #N/A | #N/A | #N/A
39.4167 | 2365 | 0 | 0 | 0 | 0 | 0 | 0 | 0 | 0 | 0 | #N/A | #N/A | #N/A | #N/A | #N/A | #N/A
39.5 | 2370 | 0 | 0 | 0 | 0 | 0 | 0 | 0 | 0 | 0 | #N/A | #N/A | #N/A | #N/A | #N/A | #N/A
39.5833 | 2375 | 0 | 0 | 0 | 0 | 0 | 0 | 0 | 0 | 0 | #N/A | #N/A | #N/A | #N/A | #N/A | #N/A
39.6667 | 2380 | 0 | 0 | 0 | 0 | 0 | 0 | 0 | 0 | 0 | #N/A | #N/A | #N/A | #N/A | #N/A | #N/A
39.75 | 2385 | 0 | 0 | 0 | 0 | 0 | 0 | 0 | 0 | 0 | #N/A | #N/A | #N/A | #N/A | #N/A | #N/A
39.8333 | 2390 | 0 | 0 | 0 | 0 | 0 | 0 | 0 | 0 | 0 | #N/A | #N/A | #N/A | #N/A | #N/A | #N/A
39.9167 | 2395 | 0 | 0 | 0 | 0 | 0 | 0 | 0 | 0 | 0 | #N/A | #N/A | #N/A | #N/A | #N/A | #N/A
40 | 2400 | 0 | 0 | 0 | 0 | 0 | 0 | 0 | 0 | 0 | #N/A | #N/A | #N/A | #N/A | #N/A | #N/A
40.0833 | 2405 | 0 | 0 | 0 | 0 | 0 | 0 | 0 | 0 | 0 | #N/A | #N/A | #N/A | #N/A | #N/A | #N/A
40.1667 | 2410 | 0 | 0 | 0 | 0 | 0 | 0 | 0 | 0 | 0 | #N/A | #N/A | #N/A | #N/A | #N/A | #N/A
40.25 | 2415 | 0 | 0 | 0 | 0 | 0 | 0 | 0 | 0 | 0 | #N/A | #N/A | #N/A | #N/A | #N/A | #N/A
40.3333 | 2420 | 0 | 0 | 0 | 0 | 0 | 0 | 0 | 0 | 0 | #N/A | #N/A | #N/A | #N/A | #N/A | #N/A
40.4167 | 2425 | 0 | 0 | 0 | 0 | 0 | 0 | 0 | 0 | 0 | #N/A | #N/A | #N/A | #N/A | #N/A | #N/A
40.5 | 2430 | 0 | 0 | 0 | 0 | 0 | 0 | 0 | 0 | 0 | #N/A | #N/A | #N/A | #N/A | #N/A | #N/A
40.5833 | 2435 | 0 | 0 | 0 | 0 | 0 | 0 | 0 | 0 | 0 | #N/A | #N/A | #N/A | #N/A | #N/A | #N/A
40.6667 | 2440 | 0 | 0 | 0 | 0 | 0 | 0 | 0 | 0 | 0 | #N/A | #N/A | #N/A | #N/A | #N/A | #N/A
40.75 | 2445 | 0 | 0 | 0 | 0 | 0 | 0 | 0 | 0 | 0 | #N/A | #N/A | #N/A | #N/A | #N/A | #N/A
40.8333 | 2450 | 0 | 0 | 0 | 0 | 0 | 0 | 0 | 0 | 0 | #N/A | #N/A | #N/A | #N/A | #N/A | #N/A
40.9167 | 2455 | 0 | 0 | 0 | 0 | 0 | 0 | 0 | 0 | 0 | #N/A | #N/A | #N/A | #N/A | #N/A | #N/A
41 | 2460 | 0 | 0 | 0 | 0 | 0 | 0 | 0 | 0 | 0 | #N/A | #N/A | #N/A | #N/A | #N/A | #N/A
41.0833 | 2465 | 0 | 0 | 0 | 0 | 0 | 0 | 0 | 0 | 0 | #N/A | #N/A | #N/A | #N/A | #N/A | #N/A
41.1667 | 2470 | 0 | 0 | 0 | 0 | 0 | 0 | 0 | 0 | 0 | #N/A | #N/A | #N/A | #N/A | #N/A | #N/A
41.25 | 2475 | 0 | 0 | 0 | 0 | 0 | 0 | 0 | 0 | 0 | #N/A | #N/A | #N/A | #N/A | #N/A | #N/A
41.3333 | 2480 | 0 | 0 | 0 | 0 | 0 | 0 | 0 | 0 | 0 | #N/A | #N/A | #N/A | #N/A | #N/A | #N/A
41.4167 | 2485 | 0 | 0 | 0 | 0 | 0 | 0 | 0 | 0 | 0 | #N/A | #N/A | #N/A | #N/A | #N/A | #N/A
41.5 | 2490 | 0 | 0 | 0 | 0 | 0 | 0 | 0 | 0 | 0 | #N/A | #N/A | #N/A | #N/A | #N/A | #N/A
41.5833 | 2495 | 0 | 0 | 0 | 0 | 0 | 0 | 0 | 0 | 0 | #N/A | #N/A | #N/A | #N/A | #N/A | #N/A
41.6667 | 2500 | 0 | 0 | 0 | 0 | 0 | 0 | 0 | 0 | 0 | #N/A | #N/A | #N/A | #N/A | #N/A | #N/A
41.75 | 2505 | 0 | 0 | 0 | 0 | 0 | 0 | 0 | 0 | 0 | #N/A | #N/A | #N/A | #N/A | #N/A | #N/A
41.8333 | 2510 | 0 | 0 | 0 | 0 | 0 | 0 | 0 | 0 | 0 | #N/A | #N/A | #N/A | #N/A | #N/A | #N/A
41.9167 | 2515 | 0 | 0 | 0 | 0 | 0 | 0 | 0 | 0 | 0 | #N/A | #N/A | #N/A | #N/A | #N/A | #N/A
42 | 2520 | 0 | 0 | 0 | 0 | 0 | 0 | 0 | 0 | 0 | #N/A | #N/A | #N/A | #N/A | #N/A | #N/A
42.0833 | 2525 | 0 | 0 | 0 | 0 | 0 | 0 | 0 | 0 | 0 | #N/A | #N/A | #N/A | #N/A | #N/A | #N/A
42.1667 | 2530 | 0 | 0 | 0 | 0 | 0 | 0 | 0 | 0 | 0 | #N/A | #N/A | #N/A | #N/A | #N/A | #N/A
42.25 | 2535 | 0 | 0 | 0 | 0 | 0 | 0 | 0 | 0 | 0 | #N/A | #N/A | #N/A | #N/A | #N/A | #N/A
42.3333 | 2540 | 0 | 0 | 0 | 0 | 0 | 0 | 0 | 0 | 0 | #N/A | #N/A | #N/A | #N/A | #N/A | #N/A
42.4167 | 2545 | 0 | 0 | 0 | 0 | 0 | 0 | 0 | 0 | 0 | #N/A | #N/A | #N/A | #N/A | #N/A | #N/A
42.5 | 2550 | 0 | 0 | 0 | 0 | 0 | 0 | 0 | 0 | 0 | #N/A | #N/A | #N/A | #N/A | #N/A | #N/A
42.5833 | 2555 | 0 | 0 | 0 | 0 | 0 | 0 | 0 | 0 | 0 | #N/A | #N/A | #N/A | #N/A | #N/A | #N/A
42.6667 | 2560 | 0 | 0 | 0 | 0 | 0 | 0 | 0 | 0 | 0 | #N/A | #N/A | #N/A | #N/A | #N/A | #N/A
42.75 | 2565 | 0 | 0 | 0 | 0 | 0 | 0 | 0 | 0 | 0 | #N/A | #N/A | #N/A | #N/A | #N/A | #N/A
42.8333 | 2570 | 0 | 0 | 0 | 0 | 0 | 0 | 0 | 0 | 0 | #N/A | #N/A | #N/A | #N/A | #N/A | #N/A
42.9167 | 2575 | 0 | 0 | 0 | 0 | 0 | 0 | 0 | 0 | 0 | #N/A | #N/A | #N/A | #N/A | #N/A | #N/A
43 | 2580 | 0 | 0 | 0 | 0 | 0 | 0 | 0 | 0 | 0 | #N/A | #N/A | #N/A | #N/A | #N/A | #N/A
43.0833 | 2585 | 0 | 0 | 0 | 0 | 0 | 0 | 0 | 0 | 0 | #N/A | #N/A | #N/A | #N/A | #N/A | #N/A
43.1667 | 2590 | 0 | 0 | 0 | 0 | 0 | 0 | 0 | 0 | 0 | #N/A | #N/A | #N/A | #N/A | #N/A | #N/A
43.25 | 2595 | 0 | 0 | 0 | 0 | 0 | 0 | 0 | 0 | 0 | #N/A | #N/A | #N/A | #N/A | #N/A | #N/A
43.3333 | 2600 | 0 | 0 | 0 | 0 | 0 | 0 | 0 | 0 | 0 | #N/A | #N/A | #N/A | #N/A | #N/A | #N/A
43.4167 | 2605 | 0 | 0 | 0 | 0 | 0 | 0 | 0 | 0 | 0 | #N/A | #N/A | #N/A | #N/A | #N/A | #N/A
43.5 | 2610 | 0 | 0 | 0 | 0 | 0 | 0 | 0 | 0 | 0 | #N/A | #N/A | #N/A | #N/A | #N/A | #N/A
43.5833 | 2615 | 0 | 0 | 0 | 0 | 0 | 0 | 0 | 0 | 0 | #N/A | #N/A | #N/A | #N/A | #N/A | #N/A
43.6667 | 2620 | 0 | 0 | 0 | 0 | 0 | 0 | 0 | 0 | 0 | #N/A | #N/A | #N/A | #N/A | #N/A | #N/A
43.75 | 2625 | 0 | 0 | 0 | 0 | 0 | 0 | 0 | 0 | 0 | #N/A | #N/A | #N/A | #N/A | #N/A | #N/A
43.8333 | 2630 | 0 | 0 | 0 | 0 | 0 | 0 | 0 | 0 | 0 | #N/A | #N/A | #N/A | #N/A | #N/A | #N/A
43.9167 | 2635 | 0 | 0 | 0 | 0 | 0 | 0 | 0 | 0 | 0 | #N/A | #N/A | #N/A | #N/A | #N/A | #N/A
44 | 2640 | 0 | 0 | 0 | 0 | 0 | 0 | 0 | 0 | 0 | #N/A | #N/A | #N/A | #N/A | #N/A | #N/A
44.0833 | 2645 | 0 | 0 | 0 | 0 | 0 | 0 | 0 | 0 | 0 | #N/A | #N/A | #N/A | #N/A | #N/A | #N/A
44.1667 | 2650 | 0 | 0 | 0 | 0 | 0 | 0 | 0 | 0 | 0 | #N/A | #N/A | #N/A | #N/A | #N/A | #N/A
44.25 | 2655 | 0 | 0 | 0 | 0 | 0 | 0 | 0 | 0 | 0 | #N/A | #N/A | #N/A | #N/A | #N/A | #N/A
44.3333 | 2660 | 0 | 0 | 0 | 0 | 0 | 0 | 0 | 0 | 0 | #N/A | #N/A | #N/A | #N/A | #N/A | #N/A
44.4167 | 2665 | 0 | 0 | 0 | 0 | 0 | 0 | 0 | 0 | 0 | #N/A | #N/A | #N/A | #N/A | #N/A | #N/A
44.5 | 2670 | 0 | 0 | 0 | 0 | 0 | 0 | 0 | 0 | 0 | #N/A | #N/A | #N/A | #N/A | #N/A | #N/A
44.5833 | 2675 | 0 | 0 | 0 | 0 | 0 | 0 | 0 | 0 | 0 | #N/A | #N/A | #N/A | #N/A | #N/A | #N/A
44.6667 | 2680 | 0 | 0 | 0 | 0 | 0 | 0 | 0 | 0 | 0 | #N/A | #N/A | #N/A | #N/A | #N/A | #N/A
44.75 | 2685 | 0 | 0 | 0 | 0 | 0 | 0 | 0 | 0 | 0 | #N/A | #N/A | #N/A | #N/A | #N/A | #N/A
44.8333 | 2690 | 0 | 0 | 0 | 0 | 0 | 0 | 0 | 0 | 0 | #N/A | #N/A | #N/A | #N/A | #N/A | #N/A
44.9167 | 2695 | 0 | 0 | 0 | 0 | 0 | 0 | 0 | 0 | 0 | #N/A | #N/A | #N/A | #N/A | #N/A | #N/A
45 | 2700 | 0 | 0 | 0 | 0 | 0 | 0 | 0 | 0 | 0 | #N/A | #N/A | #N/A | #N/A | #N/A | #N/A
45.0833 | 2705 | 0 | 0 | 0 | 0 | 0 | 0 | 0 | 0 | 0 | #N/A | #N/A | #N/A | #N/A | #N/A | #N/A
45.1667 | 2710 | 0 | 0 | 0 | 0 | 0 | 0 | 0 | 0 | 0 | #N/A | #N/A | #N/A | #N/A | #N/A | #N/A
45.25 | 2715 | 0 | 0 | 0 | 0 | 0 | 0 | 0 | 0 | 0 | #N/A | #N/A | #N/A | #N/A | #N/A | #N/A
45.3333 | 2720 | 0 | 0 | 0 | 0 | 0 | 0 | 0 | 0 | 0 | #N/A | #N/A | #N/A | #N/A | #N/A | #N/A
45.4167 | 2725 | 0 | 0 | 0 | 0 | 0 | 0 | 0 | 0 | 0 | #N/A | #N/A | #N/A | #N/A | #N/A | #N/A
45.5 | 2730 | 0 | 0 | 0 | 0 | 0 | 0 | 0 | 0 | 0 | #N/A | #N/A | #N/A | #N/A | #N/A | #N/A
45.5833 | 2735 | 0 | 0 | 0 | 0 | 0 | 0 | 0 | 0 | 0 | #N/A | #N/A | #N/A | #N/A | #N/A | #N/A
45.6667 | 2740 | 0 | 0 | 0 | 0 | 0 | 0 | 0 | 0 | 0 | #N/A | #N/A | #N/A | #N/A | #N/A | #N/A
45.75 | 2745 | 0 | 0 | 0 | 0 | 0 | 0 | 0 | 0 | 0 | #N/A | #N/A | #N/A | #N/A | #N/A | #N/A
45.8333 | 2750 | 0 | 0 | 0 | 0 | 0 | 0 | 0 | 0 | 0 | #N/A | #N/A | #N/A | #N/A | #N/A | #N/A
45.9167 | 2755 | 0 | 0 | 0 | 0 | 0 | 0 | 0 | 0 | 0 | #N/A | #N/A | #N/A | #N/A | #N/A | #N/A
46 | 2760 | 0 | 0 | 0 | 0 | 0 | 0 | 0 | 0 | 0 | #N/A | #N/A | #N/A | #N/A | #N/A | #N/A
46.0833 | 2765 | 0 | 0 | 0 | 0 | 0 | 0 | 0 | 0 | 0 | #N/A | #N/A | #N/A | #N/A | #N/A | #N/A
46.1667 | 2770 | 0 | 0 | 0 | 0 | 0 | 0 | 0 | 0 | 0 | #N/A | #N/A | #N/A | #N/A | #N/A | #N/A
46.25 | 2775 | 0 | 0 | 0 | 0 | 0 | 0 | 0 | 0 | 0 | #N/A | #N/A | #N/A | #N/A | #N/A | #N/A
46.3333 | 2780 | 0 | 0 | 0 | 0 | 0 | 0 | 0 | 0 | 0 | #N/A | #N/A | #N/A | #N/A | #N/A | #N/A
46.4167 | 2785 | 0 | 0 | 0 | 0 | 0 | 0 | 0 | 0 | 0 | #N/A | #N/A | #N/A | #N/A | #N/A | #N/A
46.5 | 2790 | 0 | 0 | 0 | 0 | 0 | 0 | 0 | 0 | 0 | #N/A | #N/A | #N/A | #N/A | #N/A | #N/A
46.5833 | 2795 | 0 | 0 | 0 | 0 | 0 | 0 | 0 | 0 | 0 | #N/A | #N/A | #N/A | #N/A | #N/A | #N/A
46.6667 | 2800 | 0 | 0 | 0 | 0 | 0 | 0 | 0 | 0 | 0 | #N/A | #N/A | #N/A | #N/A | #N/A | #N/A
46.75 | 2805 | 0 | 0 | 0 | 0 | 0 | 0 | 0 | 0 | 0 | #N/A | #N/A | #N/A | #N/A | #N/A | #N/A
46.8333 | 2810 | 0 | 0 | 0 | 0 | 0 | 0 | 0 | 0 | 0 | #N/A | #N/A | #N/A | #N/A | #N/A | #N/A
46.9167 | 2815 | 0 | 0 | 0 | 0 | 0 | 0 | 0 | 0 | 0 | #N/A | #N/A | #N/A | #N/A | #N/A | #N/A
47 | 2820 | 0 | 0 | 0 | 0 | 0 | 0 | 0 | 0 | 0 | #N/A | #N/A | #N/A | #N/A | #N/A | #N/A
47.0833 | 2825 | 0 | 0 | 0 | 0 | 0 | 0 | 0 | 0 | 0 | #N/A | #N/A | #N/A | #N/A | #N/A | #N/A
47.1667 | 2830 | 0 | 0 | 0 | 0 | 0 | 0 | 0 | 0 | 0 | #N/A | #N/A | #N/A | #N/A | #N/A | #N/A
47.25 | 2835 | 0 | 0 | 0 | 0 | 0 | 0 | 0 | 0 | 0 | #N/A | #N/A | #N/A | #N/A | #N/A | #N/A
47.3333 | 2840 | 0 | 0 | 0 | 0 | 0 | 0 | 0 | 0 | 0 | #N/A | #N/A | #N/A | #N/A | #N/A | #N/A
47.4167 | 2845 | 0 | 0 | 0 | 0 | 0 | 0 | 0 | 0 | 0 | #N/A | #N/A | #N/A | #N/A | #N/A | #N/A
47.5 | 2850 | 0 | 0 | 0 | 0 | 0 | 0 | 0 | 0 | 0 | #N/A | #N/A | #N/A | #N/A | #N/A | #N/A
47.5833 | 2855 | 0 | 0 | 0 | 0 | 0 | 0 | 0 | 0 | 0 | #N/A | #N/A | #N/A | #N/A | #N/A | #N/A
47.6667 | 2860 | 0 | 0 | 0 | 0 | 0 | 0 | 0 | 0 | 0 | #N/A | #N/A | #N/A | #N/A | #N/A | #N/A
47.75 | 2865 | 0 | 0 | 0 | 0 | 0 | 0 | 0 | 0 | 0 | #N/A | #N/A | #N/A | #N/A | #N/A | #N/A
47.8333 | 2870 | 0 | 0 | 0 | 0 | 0 | 0 | 0 | 0 | 0 | #N/A | #N/A | #N/A | #N/A | #N/A | #N/A
47.9167 | 2875 | 0 | 0 | 0 | 0 | 0 | 0 | 0 | 0 | 0 | #N/A | #N/A | #N/A | #N/A | #N/A | #N/A
48 | 2880 | 0 | 0 | 0 | 0 | 0 | 0 | 0 | 0 | 0 | #N/A | #N/A | #N/A | #N/A | #N/A | #N/A
48.0833 | 2885 | 0 | 0 | 0 | 0 | 0 | 0 | 0 | 0 | 0 | #N/A | #N/A | #N/A | #N/A | #N/A | #N/A
48.1667 | 2890 | 0 | 0 | 0 | 0 | 0 | 0 | 0 | 0 | 0 | #N/A | #N/A | #N/A | #N/A | #N/A | #N/A
48.25 | 2895 | 0 | 0 | 0 | 0 | 0 | 0 | 0 | 0 | 0 | #N/A | #N/A | #N/A | #N/A | #N/A | #N/A
48.3333 | 2900 | 0 | 0 | 0 | 0 | 0 | 0 | 0 | 0 | 0 | #N/A | #N/A | #N/A | #N/A | #N/A | #N/A
48.4167 | 2905 | 0 | 0 | 0 | 0 | 0 | 0 | 0 | 0 | 0 | #N/A | #N/A | #N/A | #N/A | #N/A | #N/A
48.5 | 2910 | 0 | 0 | 0 | 0 | 0 | 0 | 0 | 0 | 0 | #N/A | #N/A | #N/A | #N/A | #N/A | #N/A
48.5833 | 2915 | 0 | 0 | 0 | 0 | 0 | 0 | 0 | 0 | 0 | #N/A | #N/A | #N/A | #N/A | #N/A | #N/A
48.6667 | 2920 | 0 | 0 | 0 | 0 | 0 | 0 | 0 | 0 | 0 | #N/A | #N/A | #N/A | #N/A | #N/A | #N/A
48.75 | 2925 | 0 | 0 | 0 | 0 | 0 | 0 | 0 | 0 | 0 | #N/A | #N/A | #N/A | #N/A | #N/A | #N/A
48.8333 | 2930 | 0 | 0 | 0 | 0 | 0 | 0 | 0 | 0 | 0 | #N/A | #N/A | #N/A | #N/A | #N/A | #N/A
48.9167 | 2935 | 0 | 0 | 0 | 0 | 0 | 0 | 0 | 0 | 0 | #N/A | #N/A | #N/A | #N/A | #N/A | #N/A
49 | 2940 | 0 | 0 | 0 | 0 | 0 | 0 | 0 | 0 | 0 | #N/A | #N/A | #N/A | #N/A | #N/A | #N/A
49.0833 | 2945 | 0 | 0 | 0 | 0 | 0 | 0 | 0 | 0 | 0 | #N/A | #N/A | #N/A | #N/A | #N/A | #N/A
49.1667 | 2950 | 0 | 0 | 0 | 0 | 0 | 0 | 0 | 0 | 0 | #N/A | #N/A | #N/A | #N/A | #N/A | #N/A
49.25 | 2955 | 0 | 0 | 0 | 0 | 0 | 0 | 0 | 0 | 0 | #N/A | #N/A | #N/A | #N/A | #N/A | #N/A
49.3333 | 2960 | 0 | 0 | 0 | 0 | 0 | 0 | 0 | 0 | 0 | #N/A | #N/A | #N/A | #N/A | #N/A | #N/A
49.4167 | 2965 | 0 | 0 | 0 | 0 | 0 | 0 | 0 | 0 | 0 | #N/A | #N/A | #N/A | #N/A | #N/A | #N/A
49.5 | 2970 | 0 | 0 | 0 | 0 | 0 | 0 | 0 | 0 | 0 | #N/A | #N/A | #N/A | #N/A | #N/A | #N/A
49.5833 | 2975 | 0 | 0 | 0 | 0 | 0 | 0 | 0 | 0 | 0 | #N/A | #N/A | #N/A | #N/A | #N/A | #N/A
49.6667 | 2980 | 0 | 0 | 0 | 0 | 0 | 0 | 0 | 0 | 0 | #N/A | #N/A | #N/A | #N/A | #N/A | #N/A
49.75 | 2985 | 0 | 0 | 0 | 0 | 0 | 0 | 0 | 0 | 0 | #N/A | #N/A | #N/A | #N/A | #N/A | #N/A
49.8333 | 2990 | 0 | 0 | 0 | 0 | 0 | 0 | 0 | 0 | 0 | #N/A | #N/A | #N/A | #N/A | #N/A | #N/A
49.9167 | 2995 | 0 | 0 | 0 | 0 | 0 | 0 | 0 | 0 | 0 | #N/A | #N/A | #N/A | #N/A | #N/A | #N/A
50 | 3000 | 0 | 0 | 0 | 0 | 0 | 0 | 0 | 0 | 0 | #N/A | #N/A | #N/A | #N/A | #N/A | #N/A
50.0833 | 3005 | 0 | 0 | 0 | 0 | 0 | 0 | 0 | 0 | 0 | #N/A | #N/A | #N/A | #N/A | #N/A | #N/A
50.1667 | 3010 | 0 | 0 | 0 | 0 | 0 | 0 | 0 | 0 | 0 | #N/A | #N/A | #N/A | #N/A | #N/A | #N/A
50.25 | 3015 | 0 | 0 | 0 | 0 | 0 | 0 | 0 | 0 | 0 | #N/A | #N/A | #N/A | #N/A | #N/A | #N/A
50.3333 | 3020 | 0 | 0 | 0 | 0 | 0 | 0 | 0 | 0 | 0 | #N/A | #N/A | #N/A | #N/A | #N/A | #N/A
50.4167 | 3025 | 0 | 0 | 0 | 0 | 0 | 0 | 0 | 0 | 0 | #N/A | #N/A | #N/A | #N/A | #N/A | #N/A
50.5 | 3030 | 0 | 0 | 0 | 0 | 0 | 0 | 0 | 0 | 0 | #N/A | #N/A | #N/A | #N/A | #N/A | #N/A
50.5833 | 3035 | 0 | 0 | 0 | 0 | 0 | 0 | 0 | 0 | 0 | #N/A | #N/A | #N/A | #N/A | #N/A | #N/A
50.6667 | 3040 | 0 | 0 | 0 | 0 | 0 | 0 | 0 | 0 | 0 | #N/A | #N/A | #N/A | #N/A | #N/A | #N/A
50.75 | 3045 | 0 | 0 | 0 | 0 | 0 | 0 | 0 | 0 | 0 | #N/A | #N/A | #N/A | #N/A | #N/A | #N/A
50.8333 | 3050 | 0 | 0 | 0 | 0 | 0 | 0 | 0 | 0 | 0 | #N/A | #N/A | #N/A | #N/A | #N/A | #N/A
50.9167 | 3055 | 0 | 0 | 0 | 0 | 0 | 0 | 0 | 0 | 0 | #N/A | #N/A | #N/A | #N/A | #N/A | #N/A
51 | 3060 | 0 | 0 | 0 | 0 | 0 | 0 | 0 | 0 | 0 | #N/A | #N/A | #N/A | #N/A | #N/A | #N/A
51.0833 | 3065 | 0 | 0 | 0 | 0 | 0 | 0 | 0 | 0 | 0 | #N/A | #N/A | #N/A | #N/A | #N/A | #N/A
51.1667 | 3070 | 0 | 0 | 0 | 0 | 0 | 0 | 0 | 0 | 0 | #N/A | #N/A | #N/A | #N/A | #N/A | #N/A
51.25 | 3075 | 0 | 0 | 0 | 0 | 0 | 0 | 0 | 0 | 0 | #N/A | #N/A | #N/A | #N/A | #N/A | #N/A
51.3333 | 3080 | 0 | 0 | 0 | 0 | 0 | 0 | 0 | 0 | 0 | #N/A | #N/A | #N/A | #N/A | #N/A | #N/A
51.4167 | 3085 | 0 | 0 | 0 | 0 | 0 | 0 | 0 | 0 | 0 | #N/A | #N/A | #N/A | #N/A | #N/A | #N/A
51.5 | 3090 | 0 | 0 | 0 | 0 | 0 | 0 | 0 | 0 | 0 | #N/A | #N/A | #N/A | #N/A | #N/A | #N/A
51.5833 | 3095 | 0 | 0 | 0 | 0 | 0 | 0 | 0 | 0 | 0 | #N/A | #N/A | #N/A | #N/A | #N/A | #N/A
51.6667 | 3100 | 0 | 0 | 0 | 0 | 0 | 0 | 0 | 0 | 0 | #N/A | #N/A | #N/A | #N/A | #N/A | #N/A
51.75 | 3105 | 0 | 0 | 0 | 0 | 0 | 0 | 0 | 0 | 0 | #N/A | #N/A | #N/A | #N/A | #N/A | #N/A
51.8333 | 3110 | 0 | 0 | 0 | 0 | 0 | 0 | 0 | 0 | 0 | #N/A | #N/A | #N/A | #N/A | #N/A | #N/A
51.9167 | 3115 | 0 | 0 | 0 | 0 | 0 | 0 | 0 | 0 | 0 | #N/A | #N/A | #N/A | #N/A | #N/A | #N/A
52 | 3120 | 0 | 0 | 0 | 0 | 0 | 0 | 0 | 0 | 0 | #N/A | #N/A | #N/A | #N/A | #N/A | #N/A
52.0833 | 3125 | 0 | 0 | 0 | 0 | 0 | 0 | 0 | 0 | 0 | #N/A | #N/A | #N/A | #N/A | #N/A | #N/A
52.1667 | 3130 | 0 | 0 | 0 | 0 | 0 | 0 | 0 | 0 | 0 | #N/A | #N/A | #N/A | #N/A | #N/A | #N/A
52.25 | 3135 | 0 | 0 | 0 | 0 | 0 | 0 | 0 | 0 | 0 | #N/A | #N/A | #N/A | #N/A | #N/A | #N/A
52.3333 | 3140 | 0 | 0 | 0 | 0 | 0 | 0 | 0 | 0 | 0 | #N/A | #N/A | #N/A | #N/A | #N/A | #N/A
52.4167 | 3145 | 0 | 0 | 0 | 0 | 0 | 0 | 0 | 0 | 0 | #N/A | #N/A | #N/A | #N/A | #N/A | #N/A
52.5 | 3150 | 0 | 0 | 0 | 0 | 0 | 0 | 0 | 0 | 0 | #N/A | #N/A | #N/A | #N/A | #N/A | #N/A
52.5833 | 3155 | 0 | 0 | 0 | 0 | 0 | 0 | 0 | 0 | 0 | #N/A | #N/A | #N/A | #N/A | #N/A | #N/A
52.6667 | 3160 | 0 | 0 | 0 | 0 | 0 | 0 | 0 | 0 | 0 | #N/A | #N/A | #N/A | #N/A | #N/A | #N/A
52.75 | 3165 | 0 | 0 | 0 | 0 | 0 | 0 | 0 | 0 | 0 | #N/A | #N/A | #N/A | #N/A | #N/A | #N/A
52.8333 | 3170 | 0 | 0 | 0 | 0 | 0 | 0 | 0 | 0 | 0 | #N/A | #N/A | #N/A | #N/A | #N/A | #N/A
52.9167 | 3175 | 0 | 0 | 0 | 0 | 0 | 0 | 0 | 0 | 0 | #N/A | #N/A | #N/A | #N/A | #N/A | #N/A
53 | 3180 | 0 | 0 | 0 | 0 | 0 | 0 | 0 | 0 | 0 | #N/A | #N/A | #N/A | #N/A | #N/A | #N/A
53.0833 | 3185 | 0 | 0 | 0 | 0 | 0 | 0 | 0 | 0 | 0 | #N/A | #N/A | #N/A | #N/A | #N/A | #N/A
53.1667 | 3190 | 0 | 0 | 0 | 0 | 0 | 0 | 0 | 0 | 0 | #N/A | #N/A | #N/A | #N/A | #N/A | #N/A
53.25 | 3195 | 0 | 0 | 0 | 0 | 0 | 0 | 0 | 0 | 0 | #N/A | #N/A | #N/A | #N/A | #N/A | #N/A
53.3333 | 3200 | 0 | 0 | 0 | 0 | 0 | 0 | 0 | 0 | 0 | #N/A | #N/A | #N/A | #N/A | #N/A | #N/A
53.4167 | 3205 | 0 | 0 | 0 | 0 | 0 | 0 | 0 | 0 | 0 | #N/A | #N/A | #N/A | #N/A | #N/A | #N/A
53.5 | 3210 | 0 | 0 | 0 | 0 | 0 | 0 | 0 | 0 | 0 | #N/A | #N/A | #N/A | #N/A | #N/A | #N/A
53.5833 | 3215 | 0 | 0 | 0 | 0 | 0 | 0 | 0 | 0 | 0 | #N/A | #N/A | #N/A | #N/A | #N/A | #N/A
53.6667 | 3220 | 0 | 0 | 0 | 0 | 0 | 0 | 0 | 0 | 0 | #N/A | #N/A | #N/A | #N/A | #N/A | #N/A
53.75 | 3225 | 0 | 0 | 0 | 0 | 0 | 0 | 0 | 0 | 0 | #N/A | #N/A | #N/A | #N/A | #N/A | #N/A
53.8333 | 3230 | 0 | 0 | 0 | 0 | 0 | 0 | 0 | 0 | 0 | #N/A | #N/A | #N/A | #N/A | #N/A | #N/A
53.9167 | 3235 | 0 | 0 | 0 | 0 | 0 | 0 | 0 | 0 | 0 | #N/A | #N/A | #N/A | #N/A | #N/A | #N/A
54 | 3240 | 0 | 0 | 0 | 0 | 0 | 0 | 0 | 0 | 0 | #N/A | #N/A | #N/A | #N/A | #N/A | #N/A
54.0833 | 3245 | 0 | 0 | 0 | 0 | 0 | 0 | 0 | 0 | 0 | #N/A | #N/A | #N/A | #N/A | #N/A | #N/A
54.1667 | 3250 | 0 | 0 | 0 | 0 | 0 | 0 | 0 | 0 | 0 | #N/A | #N/A | #N/A | #N/A | #N/A | #N/A
54.25 | 3255 | 0 | 0 | 0 | 0 | 0 | 0 | 0 | 0 | 0 | #N/A | #N/A | #N/A | #N/A | #N/A | #N/A
54.3333 | 3260 | 0 | 0 | 0 | 0 | 0 | 0 | 0 | 0 | 0 | #N/A | #N/A | #N/A | #N/A | #N/A | #N/A
54.4167 | 3265 | 0 | 0 | 0 | 0 | 0 | 0 | 0 | 0 | 0 | #N/A | #N/A | #N/A | #N/A | #N/A | #N/A
54.5 | 3270 | 0 | 0 | 0 | 0 | 0 | 0 | 0 | 0 | 0 | #N/A | #N/A | #N/A | #N/A | #N/A | #N/A
54.5833 | 3275 | 0 | 0 | 0 | 0 | 0 | 0 | 0 | 0 | 0 | #N/A | #N/A | #N/A | #N/A | #N/A | #N/A
54.6667 | 3280 | 0 | 0 | 0 | 0 | 0 | 0 | 0 | 0 | 0 | #N/A | #N/A | #N/A | #N/A | #N/A | #N/A
54.75 | 3285 | 0 | 0 | 0 | 0 | 0 | 0 | 0 | 0 | 0 | #N/A | #N/A | #N/A | #N/A | #N/A | #N/A
54.8333 | 3290 | 0 | 0 | 0 | 0 | 0 | 0 | 0 | 0 | 0 | #N/A | #N/A | #N/A | #N/A | #N/A | #N/A
54.9167 | 3295 | 0 | 0 | 0 | 0 | 0 | 0 | 0 | 0 | 0 | #N/A | #N/A | #N/A | #N/A | #N/A | #N/A
55 | 3300 | 0 | 0 | 0 | 0 | 0 | 0 | 0 | 0 | 0 | #N/A | #N/A | #N/A | #N/A | #N/A | #N/A
55.0833 | 3305 | 0 | 0 | 0 | 0 | 0 | 0 | 0 | 0 | 0 | #N/A | #N/A | #N/A | #N/A | #N/A | #N/A
55.1667 | 3310 | 0 | 0 | 0 | 0 | 0 | 0 | 0 | 0 | 0 | #N/A | #N/A | #N/A | #N/A | #N/A | #N/A
55.25 | 3315 | 0 | 0 | 0 | 0 | 0 | 0 | 0 | 0 | 0 | #N/A | #N/A | #N/A | #N/A | #N/A | #N/A
55.3333 | 3320 | 0 | 0 | 0 | 0 | 0 | 0 | 0 | 0 | 0 | #N/A | #N/A | #N/A | #N/A | #N/A | #N/A
55.4167 | 3325 | 0 | 0 | 0 | 0 | 0 | 0 | 0 | 0 | 0 | #N/A | #N/A | #N/A | #N/A | #N/A | #N/A
55.5 | 3330 | 0 | 0 | 0 | 0 | 0 | 0 | 0 | 0 | 0 | #N/A | #N/A | #N/A | #N/A | #N/A | #N/A
55.5833 | 3335 | 0 | 0 | 0 | 0 | 0 | 0 | 0 | 0 | 0 | #N/A | #N/A | #N/A | #N/A | #N/A | #N/A
55.6667 | 3340 | 0 | 0 | 0 | 0 | 0 | 0 | 0 | 0 | 0 | #N/A | #N/A | #N/A | #N/A | #N/A | #N/A
55.75 | 3345 | 0 | 0 | 0 | 0 | 0 | 0 | 0 | 0 | 0 | #N/A | #N/A | #N/A | #N/A | #N/A | #N/A
55.8333 | 3350 | 0 | 0 | 0 | 0 | 0 | 0 | 0 | 0 | 0 | #N/A | #N/A | #N/A | #N/A | #N/A | #N/A
55.9167 | 3355 | 0 | 0 | 0 | 0 | 0 | 0 | 0 | 0 | 0 | #N/A | #N/A | #N/A | #N/A | #N/A | #N/A
56 | 3360 | 0 | 0 | 0 | 0 | 0 | 0 | 0 | 0 | 0 | #N/A | #N/A | #N/A | #N/A | #N/A | #N/A
56.0833 | 3365 | 0 | 0 | 0 | 0 | 0 | 0 | 0 | 0 | 0 | #N/A | #N/A | #N/A | #N/A | #N/A | #N/A
56.1667 | 3370 | 0 | 0 | 0 | 0 | 0 | 0 | 0 | 0 | 0 | #N/A | #N/A | #N/A | #N/A | #N/A | #N/A
56.25 | 3375 | 0 | 0 | 0 | 0 | 0 | 0 | 0 | 0 | 0 | #N/A | #N/A | #N/A | #N/A | #N/A | #N/A
56.3333 | 3380 | 0 | 0 | 0 | 0 | 0 | 0 | 0 | 0 | 0 | #N/A | #N/A | #N/A | #N/A | #N/A | #N/A
56.4167 | 3385 | 0 | 0 | 0 | 0 | 0 | 0 | 0 | 0 | 0 | #N/A | #N/A | #N/A | #N/A | #N/A | #N/A
56.5 | 3390 | 0 | 0 | 0 | 0 | 0 | 0 | 0 | 0 | 0 | #N/A | #N/A | #N/A | #N/A | #N/A | #N/A
56.5833 | 3395 | 0 | 0 | 0 | 0 | 0 | 0 | 0 | 0 | 0 | #N/A | #N/A | #N/A | #N/A | #N/A | #N/A
56.6667 | 3400 | 0 | 0 | 0 | 0 | 0 | 0 | 0 | 0 | 0 | #N/A | #N/A | #N/A | #N/A | #N/A | #N/A
56.75 | 3405 | 0 | 0 | 0 | 0 | 0 | 0 | 0 | 0 | 0 | #N/A | #N/A | #N/A | #N/A | #N/A | #N/A
56.8333 | 3410 | 0 | 0 | 0 | 0 | 0 | 0 | 0 | 0 | 0 | #N/A | #N/A | #N/A | #N/A | #N/A | #N/A
56.9167 | 3415 | 0 | 0 | 0 | 0 | 0 | 0 | 0 | 0 | 0 | #N/A | #N/A | #N/A | #N/A | #N/A | #N/A
57 | 3420 | 0 | 0 | 0 | 0 | 0 | 0 | 0 | 0 | 0 | #N/A | #N/A | #N/A | #N/A | #N/A | #N/A
57.0833 | 3425 | 0 | 0 | 0 | 0 | 0 | 0 | 0 | 0 | 0 | #N/A | #N/A | #N/A | #N/A | #N/A | #N/A
57.1667 | 3430 | 0 | 0 | 0 | 0 | 0 | 0 | 0 | 0 | 0 | #N/A | #N/A | #N/A | #N/A | #N/A | #N/A
57.25 | 3435 | 0 | 0 | 0 | 0 | 0 | 0 | 0 | 0 | 0 | #N/A | #N/A | #N/A | #N/A | #N/A | #N/A
57.3333 | 3440 | 0 | 0 | 0 | 0 | 0 | 0 | 0 | 0 | 0 | #N/A | #N/A | #N/A | #N/A | #N/A | #N/A
57.4167 | 3445 | 0 | 0 | 0 | 0 | 0 | 0 | 0 | 0 | 0 | #N/A | #N/A | #N/A | #N/A | #N/A | #N/A
57.5 | 3450 | 0 | 0 | 0 | 0 | 0 | 0 | 0 | 0 | 0 | #N/A | #N/A | #N/A | #N/A | #N/A | #N/A
57.5833 | 3455 | 0 | 0 | 0 | 0 | 0 | 0 | 0 | 0 | 0 | #N/A | #N/A | #N/A | #N/A | #N/A | #N/A
57.6667 | 3460 | 0 | 0 | 0 | 0 | 0 | 0 | 0 | 0 | 0 | #N/A | #N/A | #N/A | #N/A | #N/A | #N/A
57.75 | 3465 | 0 | 0 | 0 | 0 | 0 | 0 | 0 | 0 | 0 | #N/A | #N/A | #N/A | #N/A | #N/A | #N/A
57.8333 | 3470 | 0 | 0 | 0 | 0 | 0 | 0 | 0 | 0 | 0 | #N/A | #N/A | #N/A | #N/A | #N/A | #N/A
57.9167 | 3475 | 0 | 0 | 0 | 0 | 0 | 0 | 0 | 0 | 0 | #N/A | #N/A | #N/A | #N/A | #N/A | #N/A
58 | 3480 | 0 | 0 | 0 | 0 | 0 | 0 | 0 | 0 | 0 | #N/A | #N/A | #N/A | #N/A | #N/A | #N/A
58.0833 | 3485 | 0 | 0 | 0 | 0 | 0 | 0 | 0 | 0 | 0 | #N/A | #N/A | #N/A | #N/A | #N/A | #N/A
58.1667 | 3490 | 0 | 0 | 0 | 0 | 0 | 0 | 0 | 0 | 0 | #N/A | #N/A | #N/A | #N/A | #N/A | #N/A
58.25 | 3495 | 0 | 0 | 0 | 0 | 0 | 0 | 0 | 0 | 0 | #N/A | #N/A | #N/A | #N/A | #N/A | #N/A
58.3333 | 3500 | 0 | 0 | 0 | 0 | 0 | 0 | 0 | 0 | 0 | #N/A | #N/A | #N/A | #N/A | #N/A | #N/A
58.4167 | 3505 | 0 | 0 | 0 | 0 | 0 | 0 | 0 | 0 | 0 | #N/A | #N/A | #N/A | #N/A | #N/A | #N/A
58.5 | 3510 | 0 | 0 | 0 | 0 | 0 | 0 | 0 | 0 | 0 | #N/A | #N/A | #N/A | #N/A | #N/A | #N/A
58.5833 | 3515 | 0 | 0 | 0 | 0 | 0 | 0 | 0 | 0 | 0 | #N/A | #N/A | #N/A | #N/A | #N/A | #N/A
58.6667 | 3520 | 0 | 0 | 0 | 0 | 0 | 0 | 0 | 0 | 0 | #N/A | #N/A | #N/A | #N/A | #N/A | #N/A
58.75 | 3525 | 0 | 0 | 0 | 0 | 0 | 0 | 0 | 0 | 0 | #N/A | #N/A | #N/A | #N/A | #N/A | #N/A
58.8333 | 3530 | 0 | 0 | 0 | 0 | 0 | 0 | 0 | 0 | 0 | #N/A | #N/A | #N/A | #N/A | #N/A | #N/A
58.9167 | 3535 | 0 | 0 | 0 | 0 | 0 | 0 | 0 | 0 | 0 | #N/A | #N/A | #N/A | #N/A | #N/A | #N/A
59 | 3540 | 0 | 0 | 0 | 0 | 0 | 0 | 0 | 0 | 0 | #N/A | #N/A | #N/A | #N/A | #N/A | #N/A
59.0833 | 3545 | 0 | 0 | 0 | 0 | 0 | 0 | 0 | 0 | 0 | #N/A | #N/A | #N/A | #N/A | #N/A | #N/A
59.1667 | 3550 | 0 | 0 | 0 | 0 | 0 | 0 | 0 | 0 | 0 | #N/A | #N/A | #N/A | #N/A | #N/A | #N/A
59.25 | 3555 | 0 | 0 | 0 | 0 | 0 | 0 | 0 | 0 | 0 | #N/A | #N/A | #N/A | #N/A | #N/A | #N/A
59.3333 | 3560 | 0 | 0 | 0 | 0 | 0 | 0 | 0 | 0 | 0 | #N/A | #N/A | #N/A | #N/A | #N/A | #N/A
59.4167 | 3565 | 0 | 0 | 0 | 0 | 0 | 0 | 0 | 0 | 0 | #N/A | #N/A | #N/A | #N/A | #N/A | #N/A
59.5 | 3570 | 0 | 0 | 0 | 0 | 0 | 0 | 0 | 0 | 0 | #N/A | #N/A | #N/A | #N/A | #N/A | #N/A
59.5833 | 3575 | 0 | 0 | 0 | 0 | 0 | 0 | 0 | 0 | 0 | #N/A | #N/A | #N/A | #N/A | #N/A | #N/A
59.6667 | 3580 | 0 | 0 | 0 | 0 | 0 | 0 | 0 | 0 | 0 | #N/A | #N/A | #N/A | #N/A | #N/A | #N/A
59.75 | 3585 | 0 | 0 | 0 | 0 | 0 | 0 | 0 | 0 | 0 | #N/A | #N/A | #N/A | #N/A | #N/A | #N/A
59.8333 | 3590 | 0 | 0 | 0 | 0 | 0 | 0 | 0 | 0 | 0 | #N/A | #N/A | #N/A | #N/A | #N/A | #N/A
59.9167 | 3595 | 0 | 0 | 0 | 0 | 0 | 0 | 0 | 0 | 0 | #N/A | #N/A | #N/A | #N/A | #N/A | #N/A
60 | 3600 | 0 | 0 | 0 | 0 | 0 | 0 | 0 | 0 | 0 | #N/A | #N/A | #N/A | #N/A | #N/A | #N/A
60.0833 | 3605 | 0 | 0 | 0 | 0 | 0 | 0 | 0 | 0 | 0 | #N/A | #N/A | #N/A | #N/A | #N/A | #N/A
60.1667 | 3610 | 0 | 0 | 0 | 0 | 0 | 0 | 0 | 0 | 0 | #N/A | #N/A | #N/A | #N/A | #N/A | #N/A
60.25 | 3615 | 0 | 0 | 0 | 0 | 0 | 0 | 0 | 0 | 0 | #N/A | #N/A | #N/A | #N/A | #N/A | #N/A
60.3333 | 3620 | 0 | 0 | 0 | 0 | 0 | 0 | 0 | 0 | 0 | #N/A | #N/A | #N/A | #N/A | #N/A | #N/A
60.4167 | 3625 | 0 | 0 | 0 | 0 | 0 | 0 | 0 | 0 | 0 | #N/A | #N/A | #N/A | #N/A | #N/A | #N/A
60.5 | 3630 | 0 | 0 | 0 | 0 | 0 | 0 | 0 | 0 | 0 | #N/A | #N/A | #N/A | #N/A | #N/A | #N/A
60.5833 | 3635 | 0 | 0 | 0 | 0 | 0 | 0 | 0 | 0 | 0 | #N/A | #N/A | #N/A | #N/A | #N/A | #N/A
60.6667 | 3640 | 0 | 0 | 0 | 0 | 0 | 0 | 0 | 0 | 0 | #N/A | #N/A | #N/A | #N/A | #N/A | #N/A
60.75 | 3645 | 0 | 0 | 0 | 0 | 0 | 0 | 0 | 0 | 0 | #N/A | #N/A | #N/A | #N/A | #N/A | #N/A
60.8333 | 3650 | 0 | 0 | 0 | 0 | 0 | 0 | 0 | 0 | 0 | #N/A | #N/A | #N/A | #N/A | #N/A | #N/A
60.9167 | 3655 | 0 | 0 | 0 | 0 | 0 | 0 | 0 | 0 | 0 | #N/A | #N/A | #N/A | #N/A | #N/A | #N/A
61 | 3660 | 0 | 0 | 0 | 0 | 0 | 0 | 0 | 0 | 0 | #N/A | #N/A | #N/A | #N/A | #N/A | #N/A
61.0833 | 3665 | 0 | 0 | 0 | 0 | 0 | 0 | 0 | 0 | 0 | #N/A | #N/A | #N/A | #N/A | #N/A | #N/A
61.1667 | 3670 | 0 | 0 | 0 | 0 | 0 | 0 | 0 | 0 | 0 | #N/A | #N/A | #N/A | #N/A | #N/A | #N/A
61.25 | 3675 | 0 | 0 | 0 | 0 | 0 | 0 | 0 | 0 | 0 | #N/A | #N/A | #N/A | #N/A | #N/A | #N/A
61.3333 | 3680 | 0 | 0 | 0 | 0 | 0 | 0 | 0 | 0 | 0 | #N/A | #N/A | #N/A | #N/A | #N/A | #N/A
61.4167 | 3685 | 0 | 0 | 0 | 0 | 0 | 0 | 0 | 0 | 0 | #N/A | #N/A | #N/A | #N/A | #N/A | #N/A
61.5 | 3690 | 0 | 0 | 0 | 0 | 0 | 0 | 0 | 0 | 0 | #N/A | #N/A | #N/A | #N/A | #N/A | #N/A
61.5833 | 3695 | 0 | 0 | 0 | 0 | 0 | 0 | 0 | 0 | 0 | #N/A | #N/A | #N/A | #N/A | #N/A | #N/A
61.6667 | 3700 | 0 | 0 | 0 | 0 | 0 | 0 | 0 | 0 | 0 | #N/A | #N/A | #N/A | #N/A | #N/A | #N/A
61.75 | 3705 | 0 | 0 | 0 | 0 | 0 | 0 | 0 | 0 | 0 | #N/A | #N/A | #N/A | #N/A | #N/A | #N/A
61.8333 | 3710 | 0 | 0 | 0 | 0 | 0 | 0 | 0 | 0 | 0 | #N/A | #N/A | #N/A | #N/A | #N/A | #N/A
61.9167 | 3715 | 0 | 0 | 0 | 0 | 0 | 0 | 0 | 0 | 0 | #N/A | #N/A | #N/A | #N/A | #N/A | #N/A
62 | 3720 | 0 | 0 | 0 | 0 | 0 | 0 | 0 | 0 | 0 | #N/A | #N/A | #N/A | #N/A | #N/A | #N/A
62.0833 | 3725 | 0 | 0 | 0 | 0 | 0 | 0 | 0 | 0 | 0 | #N/A | #N/A | #N/A | #N/A | #N/A | #N/A
62.1667 | 3730 | 0 | 0 | 0 | 0 | 0 | 0 | 0 | 0 | 0 | #N/A | #N/A | #N/A | #N/A | #N/A | #N/A
62.25 | 3735 | 0 | 0 | 0 | 0 | 0 | 0 | 0 | 0 | 0 | #N/A | #N/A | #N/A | #N/A | #N/A | #N/A
62.3333 | 3740 | 0 | 0 | 0 | 0 | 0 | 0 | 0 | 0 | 0 | #N/A | #N/A | #N/A | #N/A | #N/A | #N/A
62.4167 | 3745 | 0 | 0 | 0 | 0 | 0 | 0 | 0 | 0 | 0 | #N/A | #N/A | #N/A | #N/A | #N/A | #N/A
62.5 | 3750 | 0 | 0 | 0 | 0 | 0 | 0 | 0 | 0 | 0 | #N/A | #N/A | #N/A | #N/A | #N/A | #N/A
62.5833 | 3755 | 0 | 0 | 0 | 0 | 0 | 0 | 0 | 0 | 0 | #N/A | #N/A | #N/A | #N/A | #N/A | #N/A
62.6667 | 3760 | 0 | 0 | 0 | 0 | 0 | 0 | 0 | 0 | 0 | #N/A | #N/A | #N/A | #N/A | #N/A | #N/A
62.75 | 3765 | 0 | 0 | 0 | 0 | 0 | 0 | 0 | 0 | 0 | #N/A | #N/A | #N/A | #N/A | #N/A | #N/A
62.8333 | 3770 | 0 | 0 | 0 | 0 | 0 | 0 | 0 | 0 | 0 | #N/A | #N/A | #N/A | #N/A | #N/A | #N/A
62.9167 | 3775 | 0 | 0 | 0 | 0 | 0 | 0 | 0 | 0 | 0 | #N/A | #N/A | #N/A | #N/A | #N/A | #N/A
63 | 3780 | 0 | 0 | 0 | 0 | 0 | 0 | 0 | 0 | 0 | #N/A | #N/A | #N/A | #N/A | #N/A | #N/A
63.0833 | 3785 | 0 | 0 | 0 | 0 | 0 | 0 | 0 | 0 | 0 | #N/A | #N/A | #N/A | #N/A | #N/A | #N/A
63.1667 | 3790 | 0 | 0 | 0 | 0 | 0 | 0 | 0 | 0 | 0 | #N/A | #N/A | #N/A | #N/A | #N/A | #N/A
63.25 | 3795 | 0 | 0 | 0 | 0 | 0 | 0 | 0 | 0 | 0 | #N/A | #N/A | #N/A | #N/A | #N/A | #N/A
63.3333 | 3800 | 0 | 0 | 0 | 0 | 0 | 0 | 0 | 0 | 0 | #N/A | #N/A | #N/A | #N/A | #N/A | #N/A
63.4167 | 3805 | 0 | 0 | 0 | 0 | 0 | 0 | 0 | 0 | 0 | #N/A | #N/A | #N/A | #N/A | #N/A | #N/A
63.5 | 3810 | 0 | 0 | 0 | 0 | 0 | 0 | 0 | 0 | 0 | #N/A | #N/A | #N/A | #N/A | #N/A | #N/A
63.5833 | 3815 | 0 | 0 | 0 | 0 | 0 | 0 | 0 | 0 | 0 | #N/A | #N/A | #N/A | #N/A | #N/A | #N/A
63.6667 | 3820 | 0 | 0 | 0 | 0 | 0 | 0 | 0 | 0 | 0 | #N/A | #N/A | #N/A | #N/A | #N/A | #N/A
63.75 | 3825 | 0 | 0 | 0 | 0 | 0 | 0 | 0 | 0 | 0 | #N/A | #N/A | #N/A | #N/A | #N/A | #N/A
63.8333 | 3830 | 0 | 0 | 0 | 0 | 0 | 0 | 0 | 0 | 0 | #N/A | #N/A | #N/A | #N/A | #N/A | #N/A
63.9167 | 3835 | 0 | 0 | 0 | 0 | 0 | 0 | 0 | 0 | 0 | #N/A | #N/A | #N/A | #N/A | #N/A | #N/A
64 | 3840 | 0 | 0 | 0 | 0 | 0 | 0 | 0 | 0 | 0 | #N/A | #N/A | #N/A | #N/A | #N/A | #N/A
64.0833 | 3845 | 0 | 0 | 0 | 0 | 0 | 0 | 0 | 0 | 0 | #N/A | #N/A | #N/A | #N/A | #N/A | #N/A
64.1667 | 3850 | 0 | 0 | 0 | 0 | 0 | 0 | 0 | 0 | 0 | #N/A | #N/A | #N/A | #N/A | #N/A | #N/A
64.25 | 3855 | 0 | 0 | 0 | 0 | 0 | 0 | 0 | 0 | 0 | #N/A | #N/A | #N/A | #N/A | #N/A | #N/A
64.3333 | 3860 | 0 | 0 | 0 | 0 | 0 | 0 | 0 | 0 | 0 | #N/A | #N/A | #N/A | #N/A | #N/A | #N/A
64.4167 | 3865 | 0 | 0 | 0 | 0 | 0 | 0 | 0 | 0 | 0 | #N/A | #N/A | #N/A | #N/A | #N/A | #N/A
64.5 | 3870 | 0 | 0 | 0 | 0 | 0 | 0 | 0 | 0 | 0 | #N/A | #N/A | #N/A | #N/A | #N/A | #N/A
64.5833 | 3875 | 0 | 0 | 0 | 0 | 0 | 0 | 0 | 0 | 0 | #N/A | #N/A | #N/A | #N/A | #N/A | #N/A
64.6667 | 3880 | 0 | 0 | 0 | 0 | 0 | 0 | 0 | 0 | 0 | #N/A | #N/A | #N/A | #N/A | #N/A | #N/A
64.75 | 3885 | 0 | 0 | 0 | 0 | 0 | 0 | 0 | 0 | 0 | #N/A | #N/A | #N/A | #N/A | #N/A | #N/A
64.8333 | 3890 | 0 | 0 | 0 | 0 | 0 | 0 | 0 | 0 | 0 | #N/A | #N/A | #N/A | #N/A | #N/A | #N/A
64.9167 | 3895 | 0 | 0 | 0 | 0 | 0 | 0 | 0 | 0 | 0 | #N/A | #N/A | #N/A | #N/A | #N/A | #N/A
65 | 3900 | 0 | 0 | 0 | 0 | 0 | 0 | 0 | 0 | 0 | #N/A | #N/A | #N/A | #N/A | #N/A | #N/A
65.0833 | 3905 | 0 | 0 | 0 | 0 | 0 | 0 | 0 | 0 | 0 | #N/A | #N/A | #N/A | #N/A | #N/A | #N/A
65.1667 | 3910 | 0 | 0 | 0 | 0 | 0 | 0 | 0 | 0 | 0 | #N/A | #N/A | #N/A | #N/A | #N/A | #N/A
65.25 | 3915 | 0 | 0 | 0 | 0 | 0 | 0 | 0 | 0 | 0 | #N/A | #N/A | #N/A | #N/A | #N/A | #N/A
65.3333 | 3920 | 0 | 0 | 0 | 0 | 0 | 0 | 0 | 0 | 0 | #N/A | #N/A | #N/A | #N/A | #N/A | #N/A
65.4167 | 3925 | 0 | 0 | 0 | 0 | 0 | 0 | 0 | 0 | 0 | #N/A | #N/A | #N/A | #N/A | #N/A | #N/A
65.5 | 3930 | 0 | 0 | 0 | 0 | 0 | 0 | 0 | 0 | 0 | #N/A | #N/A | #N/A | #N/A | #N/A | #N/A
65.5833 | 3935 | 0 | 0 | 0 | 0 | 0 | 0 | 0 | 0 | 0 | #N/A | #N/A | #N/A | #N/A | #N/A | #N/A
65.6667 | 3940 | 0 | 0 | 0 | 0 | 0 | 0 | 0 | 0 | 0 | #N/A | #N/A | #N/A | #N/A | #N/A | #N/A
65.75 | 3945 | 0 | 0 | 0 | 0 | 0 | 0 | 0 | 0 | 0 | #N/A | #N/A | #N/A | #N/A | #N/A | #N/A
65.8333 | 3950 | 0 | 0 | 0 | 0 | 0 | 0 | 0 | 0 | 0 | #N/A | #N/A | #N/A | #N/A | #N/A | #N/A
65.9167 | 3955 | 0 | 0 | 0 | 0 | 0 | 0 | 0 | 0 | 0 | #N/A | #N/A | #N/A | #N/A | #N/A | #N/A
66 | 3960 | 0 | 0 | 0 | 0 | 0 | 0 | 0 | 0 | 0 | #N/A | #N/A | #N/A | #N/A | #N/A | #N/A
66.0833 | 3965 | 0 | 0 | 0 | 0 | 0 | 0 | 0 | 0 | 0 | #N/A | #N/A | #N/A | #N/A | #N/A | #N/A
66.1667 | 3970 | 0 | 0 | 0 | 0 | 0 | 0 | 0 | 0 | 0 | #N/A | #N/A | #N/A | #N/A | #N/A | #N/A
66.25 | 3975 | 0 | 0 | 0 | 0 | 0 | 0 | 0 | 0 | 0 | #N/A | #N/A | #N/A | #N/A | #N/A | #N/A
66.3333 | 3980 | 0 | 0 | 0 | 0 | 0 | 0 | 0 | 0 | 0 | #N/A | #N/A | #N/A | #N/A | #N/A | #N/A
66.4167 | 3985 | 0 | 0 | 0 | 0 | 0 | 0 | 0 | 0 | 0 | #N/A | #N/A | #N/A | #N/A | #N/A | #N/A
66.5 | 3990 | 0 | 0 | 0 | 0 | 0 | 0 | 0 | 0 | 0 | #N/A | #N/A | #N/A | #N/A | #N/A | #N/A
66.5833 | 3995 | 0 | 0 | 0 | 0 | 0 | 0 | 0 | 0 | 0 | #N/A | #N/A | #N/A | #N/A | #N/A | #N/A
66.6667 | 4000 | 0 | 0 | 0 | 0 | 0 | 0 | 0 | 0 | 0 | #N/A | #N/A | #N/A | #N/A | #N/A | #N/A
66.75 | 4005 | 0 | 0 | 0 | 0 | 0 | 0 | 0 | 0 | 0 | #N/A | #N/A | #N/A | #N/A | #N/A | #N/A
66.8333 | 4010 | 0 | 0 | 0 | 0 | 0 | 0 | 0 | 0 | 0 | #N/A | #N/A | #N/A | #N/A | #N/A | #N/A
66.9167 | 4015 | 0 | 0 | 0 | 0 | 0 | 0 | 0 | 0 | 0 | #N/A | #N/A | #N/A | #N/A | #N/A | #N/A
67 | 4020 | 0 | 0 | 0 | 0 | 0 | 0 | 0 | 0 | 0 | #N/A | #N/A | #N/A | #N/A | #N/A | #N/A
67.0833 | 4025 | 0 | 0 | 0 | 0 | 0 | 0 | 0 | 0 | 0 | #N/A | #N/A | #N/A | #N/A | #N/A | #N/A
67.1667 | 4030 | 0 | 0 | 0 | 0 | 0 | 0 | 0 | 0 | 0 | #N/A | #N/A | #N/A | #N/A | #N/A | #N/A
67.25 | 4035 | 0 | 0 | 0 | 0 | 0 | 0 | 0 | 0 | 0 | #N/A | #N/A | #N/A | #N/A | #N/A | #N/A
67.3333 | 4040 | 0 | 0 | 0 | 0 | 0 | 0 | 0 | 0 | 0 | #N/A | #N/A | #N/A | #N/A | #N/A | #N/A
67.4167 | 4045 | 0 | 0 | 0 | 0 | 0 | 0 | 0 | 0 | 0 | #N/A | #N/A | #N/A | #N/A | #N/A | #N/A
67.5 | 4050 | 0 | 0 | 0 | 0 | 0 | 0 | 0 | 0 | 0 | #N/A | #N/A | #N/A | #N/A | #N/A | #N/A
67.5833 | 4055 | 0 | 0 | 0 | 0 | 0 | 0 | 0 | 0 | 0 | #N/A | #N/A | #N/A | #N/A | #N/A | #N/A
67.6667 | 4060 | 0 | 0 | 0 | 0 | 0 | 0 | 0 | 0 | 0 | #N/A | #N/A | #N/A | #N/A | #N/A | #N/A
67.75 | 4065 | 0 | 0 | 0 | 0 | 0 | 0 | 0 | 0 | 0 | #N/A | #N/A | #N/A | #N/A | #N/A | #N/A
67.8333 | 4070 | 0 | 0 | 0 | 0 | 0 | 0 | 0 | 0 | 0 | #N/A | #N/A | #N/A | #N/A | #N/A | #N/A
67.9167 | 4075 | 0 | 0 | 0 | 0 | 0 | 0 | 0 | 0 | 0 | #N/A | #N/A | #N/A | #N/A | #N/A | #N/A
68 | 4080 | 0 | 0 | 0 | 0 | 0 | 0 | 0 | 0 | 0 | #N/A | #N/A | #N/A | #N/A | #N/A | #N/A
68.0833 | 4085 | 0 | 0 | 0 | 0 | 0 | 0 | 0 | 0 | 0 | #N/A | #N/A | #N/A | #N/A | #N/A | #N/A
68.1667 | 4090 | 0 | 0 | 0 | 0 | 0 | 0 | 0 | 0 | 0 | #N/A | #N/A | #N/A | #N/A | #N/A | #N/A
68.25 | 4095 | 0 | 0 | 0 | 0 | 0 | 0 | 0 | 0 | 0 | #N/A | #N/A | #N/A | #N/A | #N/A | #N/A
68.3333 | 4100 | 0 | 0 | 0 | 0 | 0 | 0 | 0 | 0 | 0 | #N/A | #N/A | #N/A | #N/A | #N/A | #N/A
68.4167 | 4105 | 0 | 0 | 0 | 0 | 0 | 0 | 0 | 0 | 0 | #N/A | #N/A | #N/A | #N/A | #N/A | #N/A
68.5 | 4110 | 0 | 0 | 0 | 0 | 0 | 0 | 0 | 0 | 0 | #N/A | #N/A | #N/A | #N/A | #N/A | #N/A
68.5833 | 4115 | 0 | 0 | 0 | 0 | 0 | 0 | 0 | 0 | 0 | #N/A | #N/A | #N/A | #N/A | #N/A | #N/A
68.6667 | 4120 | 0 | 0 | 0 | 0 | 0 | 0 | 0 | 0 | 0 | #N/A | #N/A | #N/A | #N/A | #N/A | #N/A
68.75 | 4125 | 0 | 0 | 0 | 0 | 0 | 0 | 0 | 0 | 0 | #N/A | #N/A | #N/A | #N/A | #N/A | #N/A
68.8333 | 4130 | 0 | 0 | 0 | 0 | 0 | 0 | 0 | 0 | 0 | #N/A | #N/A | #N/A | #N/A | #N/A | #N/A
68.9167 | 4135 | 0 | 0 | 0 | 0 | 0 | 0 | 0 | 0 | 0 | #N/A | #N/A | #N/A | #N/A | #N/A | #N/A
69 | 4140 | 0 | 0 | 0 | 0 | 0 | 0 | 0 | 0 | 0 | #N/A | #N/A | #N/A | #N/A | #N/A | #N/A
69.0833 | 4145 | 0 | 0 | 0 | 0 | 0 | 0 | 0 | 0 | 0 | #N/A | #N/A | #N/A | #N/A | #N/A | #N/A
69.1667 | 4150 | 0 | 0 | 0 | 0 | 0 | 0 | 0 | 0 | 0 | #N/A | #N/A | #N/A | #N/A | #N/A | #N/A
69.25 | 4155 | 0 | 0 | 0 | 0 | 0 | 0 | 0 | 0 | 0 | #N/A | #N/A | #N/A | #N/A | #N/A | #N/A
69.3333 | 4160 | 0 | 0 | 0 | 0 | 0 | 0 | 0 | 0 | 0 | #N/A | #N/A | #N/A | #N/A | #N/A | #N/A
69.4167 | 4165 | 0 | 0 | 0 | 0 | 0 | 0 | 0 | 0 | 0 | #N/A | #N/A | #N/A | #N/A | #N/A | #N/A
69.5 | 4170 | 0 | 0 | 0 | 0 | 0 | 0 | 0 | 0 | 0 | #N/A | #N/A | #N/A | #N/A | #N/A | #N/A
69.5833 | 4175 | 0 | 0 | 0 | 0 | 0 | 0 | 0 | 0 | 0 | #N/A | #N/A | #N/A | #N/A | #N/A | #N/A
69.6667 | 4180 | 0 | 0 | 0 | 0 | 0 | 0 | 0 | 0 | 0 | #N/A | #N/A | #N/A | #N/A | #N/A | #N/A
69.75 | 4185 | 0 | 0 | 0 | 0 | 0 | 0 | 0 | 0 | 0 | #N/A | #N/A | #N/A | #N/A | #N/A | #N/A
69.8333 | 4190 | 0 | 0 | 0 | 0 | 0 | 0 | 0 | 0 | 0 | #N/A | #N/A | #N/A | #N/A | #N/A | #N/A
69.9167 | 4195 | 0 | 0 | 0 | 0 | 0 | 0 | 0 | 0 | 0 | #N/A | #N/A | #N/A | #N/A | #N/A | #N/A
70 | 4200 | 0 | 0 | 0 | 0 | 0 | 0 | 0 | 0 | 0 | #N/A | #N/A | #N/A | #N/A | #N/A | #N/A
70.0833 | 4205 | 0 | 0 | 0 | 0 | 0 | 0 | 0 | 0 | 0 | #N/A | #N/A | #N/A | #N/A | #N/A | #N/A
70.1667 | 4210 | 0 | 0 | 0 | 0 | 0 | 0 | 0 | 0 | 0 | #N/A | #N/A | #N/A | #N/A | #N/A | #N/A
70.25 | 4215 | 0 | 0 | 0 | 0 | 0 | 0 | 0 | 0 | 0 | #N/A | #N/A | #N/A | #N/A | #N/A | #N/A
70.3333 | 4220 | 0 | 0 | 0 | 0 | 0 | 0 | 0 | 0 | 0 | #N/A | #N/A | #N/A | #N/A | #N/A | #N/A
70.4167 | 4225 | 0 | 0 | 0 | 0 | 0 | 0 | 0 | 0 | 0 | #N/A | #N/A | #N/A | #N/A | #N/A | #N/A
70.5 | 4230 | 0 | 0 | 0 | 0 | 0 | 0 | 0 | 0 | 0 | #N/A | #N/A | #N/A | #N/A | #N/A | #N/A
70.5833 | 4235 | 0 | 0 | 0 | 0 | 0 | 0 | 0 | 0 | 0 | #N/A | #N/A | #N/A | #N/A | #N/A | #N/A
70.6667 | 4240 | 0 | 0 | 0 | 0 | 0 | 0 | 0 | 0 | 0 | #N/A | #N/A | #N/A | #N/A | #N/A | #N/A
70.75 | 4245 | 0 | 0 | 0 | 0 | 0 | 0 | 0 | 0 | 0 | #N/A | #N/A | #N/A | #N/A | #N/A | #N/A
70.8333 | 4250 | 0 | 0 | 0 | 0 | 0 | 0 | 0 | 0 | 0 | #N/A | #N/A | #N/A | #N/A | #N/A | #N/A
70.9167 | 4255 | 0 | 0 | 0 | 0 | 0 | 0 | 0 | 0 | 0 | #N/A | #N/A | #N/A | #N/A | #N/A | #N/A
71 | 4260 | 0 | 0 | 0 | 0 | 0 | 0 | 0 | 0 | 0 | #N/A | #N/A | #N/A | #N/A | #N/A | #N/A
71.0833 | 4265 | 0 | 0 | 0 | 0 | 0 | 0 | 0 | 0 | 0 | #N/A | #N/A | #N/A | #N/A | #N/A | #N/A
71.1667 | 4270 | 0 | 0 | 0 | 0 | 0 | 0 | 0 | 0 | 0 | #N/A | #N/A | #N/A | #N/A | #N/A | #N/A
71.25 | 4275 | 0 | 0 | 0 | 0 | 0 | 0 | 0 | 0 | 0 | #N/A | #N/A | #N/A | #N/A | #N/A | #N/A
71.3333 | 4280 | 0 | 0 | 0 | 0 | 0 | 0 | 0 | 0 | 0 | #N/A | #N/A | #N/A | #N/A | #N/A | #N/A
71.4167 | 4285 | 0 | 0 | 0 | 0 | 0 | 0 | 0 | 0 | 0 | #N/A | #N/A | #N/A | #N/A | #N/A | #N/A
71.5 | 4290 | 0 | 0 | 0 | 0 | 0 | 0 | 0 | 0 | 0 | #N/A | #N/A | #N/A | #N/A | #N/A | #N/A
71.5833 | 4295 | 0 | 0 | 0 | 0 | 0 | 0 | 0 | 0 | 0 | #N/A | #N/A | #N/A | #N/A | #N/A | #N/A
71.6667 | 4300 | 0 | 0 | 0 | 0 | 0 | 0 | 0 | 0 | 0 | #N/A | #N/A | #N/A | #N/A | #N/A | #N/A
71.75 | 4305 | 0 | 0 | 0 | 0 | 0 | 0 | 0 | 0 | 0 | #N/A | #N/A | #N/A | #N/A | #N/A | #N/A
71.8333 | 4310 | 0 | 0 | 0 | 0 | 0 | 0 | 0 | 0 | 0 | #N/A | #N/A | #N/A | #N/A | #N/A | #N/A
71.9167 | 4315 | 0 | 0 | 0 | 0 | 0 | 0 | 0 | 0 | 0 | #N/A | #N/A | #N/A | #N/A | #N/A | #N/A
72 | 4320 | 0 | 0 | 0 | 0 | 0 | 0 | 0 | 0 | 0 | #N/A | #N/A | #N/A | #N/A | #N/A | #N/A
[6 empty] | Maximum Values: | 0 | 0 | 0 | 0
Note on C58: UDFCD: Copy from sheet 'Hydrograph' with the two buttons above or link to CUHP 'Selected Storm' inflow hydrograph. Be sure to match dt !
Note on G10: UDFCD: Can be linked to sheet 'Spillway', column B
Note on H10: UDFCD: Can be Linked to sheet 'Spillway', column F
Note on I10: UDFCD: Can be linked to sheet 'Pond', column H
Copy Minor Hydrograph to Column C
Copy Major Hydrograph to Column C
Update Graph

## Design Info
Runoff Coefficient vs. Watershed Imperviousness | [7 empty] | Table A | Recommended Unit Flow Release Rate in cfs/acre of tributary catchment within UDFCD boundaries.
Based on Runoff Coefficient estimating equation published by Urbonas, et.al. (1990) & WEF (1998) | [9 empty] | Design Frequency |  | NRCS Hydrologic Soil Group
[12 empty] | A | B | C & D
Basic equation for NRCS Soil Types C & D: | [9 empty] | 2-year |  | 0.02 | 0.03 | 0.04
[10 empty] | 5-year |  | 0.07 | 0.13 | 0.17
CCD = KCD + (0.858*i3 - 0.786*i2 + 0.774*i + 0.04) | [9 empty] | 10-year |  | 0.13 | 0.23 | 0.3
[10 empty] | 25-year |  | 0.24 | 0.41 | 0.52
Basic equation for NRCS Soil Type A: | [9 empty] | 50-year |  | 0.32667 | 0.55667 | 0.68
[10 empty] | 100-year |  | 0.5 | 0.85 | 1
CA = KA + (1.31*i3 - 1.44*i2 + 1.135*i - 0.12) in which use values for CA > 0
in which: | i = Ia/100, imperviousness ratio
Ia = watershed imperviousness in percent
CA = Runoff Coefficient for NRCS Soil Type A
KA = Correction factor for CA when the storm return period is greater than 2-years
CCD = Runoff Coefficient for NRCS Soil Types C and D
KCD = Correction factor for CCD when the storm return period is greater than 2-years
Values of Correction Factors KCD & KA
| NRCS |  | Storm Return Period
| Soil Types | 2-yr | 5-yr | 10-yr | 25-yr | 50-yr | 100-yr
| C & D | 0 | [-0.10*i+0.11] | [-0.18*i+0.21] | [-0.28*i+0.33] | [-0.33*i+0.40] | [-0.39*i+0.46]
| A | 0 | [-0.08*i+0.09] | [-0.14*i+0.17] | [-0.19*i+0.24] | [-0.22*i+0.28] | [-0.25*i+0.32]
| Values of Runoff Coefficient CCD | [5 empty] | Values of Runoff Coefficient CA
Imperv. | Type C and D NRCS Hydrologic Soil Groups | [5 empty] | Type A NRCS Hydrologic Soils Group
Ratio ( i) | 2-yr | 5-yr | 10-yr | 25-yr | 50-yr | 100-yr | 2-yr | 5-yr | 10-yr | 25-yr | 50-yr | 100-yr
0 | 0.04 | 0.15 | 0.25 | 0.37 | 0.44 | 0.5 | -0.12 | -0.03 | 0.05 | 0.12 | 0.16 | 0.2
0.05 | 0.076842 | 0.18184 | 0.27784 | 0.39284 | 0.46034 | 0.51734 | -0.066686 | 0.019314 | 0.096314 | 0.16381 | 0.20231 | 0.24081
0.1 | 0.1104 | 0.2104 | 0.3024 | 0.4124 | 0.4774 | 0.5314 | -0.01959 | 0.06241 | 0.13641 | 0.20141 | 0.23841 | 0.27541
0.15 | 0.14131 | 0.23631 | 0.32431 | 0.42931 | 0.49181 | 0.54281 | 0.022271 | 0.10027 | 0.17127 | 0.23377 | 0.26927 | 0.30477
0.2 | 0.17022 | 0.26022 | 0.34422 | 0.44422 | 0.50422 | 0.55222 | 0.05988 | 0.13388 | 0.20188 | 0.26188 | 0.29588 | 0.32988
0.25 | 0.19778 | 0.28278 | 0.36278 | 0.45778 | 0.51528 | 0.56028 | 0.094219 | 0.16422 | 0.22922 | 0.28672 | 0.31922 | 0.35172
0.3 | 0.22463 | 0.30463 | 0.38063 | 0.47063 | 0.52563 | 0.56763 | 0.12627 | 0.19227 | 0.25427 | 0.30927 | 0.34027 | 0.37127
0.35 | 0.2514 | 0.3264 | 0.3984 | 0.4834 | 0.5359 | 0.5749 | 0.15702 | 0.21902 | 0.27802 | 0.33052 | 0.36002 | 0.38952
0.4 | 0.27875 | 0.34875 | 0.41675 | 0.49675 | 0.54675 | 0.58275 | 0.18744 | 0.24544 | 0.30144 | 0.35144 | 0.37944 | 0.40744
0.45 | 0.30732 | 0.37232 | 0.43632 | 0.51132 | 0.55882 | 0.59182 | 0.21852 | 0.27252 | 0.32552 | 0.37302 | 0.39952 | 0.42602
0.5 | 0.33775 | 0.39775 | 0.45775 | 0.52775 | 0.57275 | 0.60275 | 0.25125 | 0.30125 | 0.35125 | 0.39625 | 0.42125 | 0.44625
0.55 | 0.37068 | 0.42568 | 0.48168 | 0.54668 | 0.58918 | 0.61618 | 0.2866 | 0.3326 | 0.3796 | 0.4221 | 0.4456 | 0.4691
0.6 | 0.40677 | 0.45677 | 0.50877 | 0.56877 | 0.60877 | 0.63277 | 0.32556 | 0.36756 | 0.41156 | 0.45156 | 0.47356 | 0.49556
0.65 | 0.44664 | 0.49164 | 0.53964 | 0.59464 | 0.63214 | 0.65314 | 0.36911 | 0.40711 | 0.44811 | 0.48561 | 0.50611 | 0.52661
0.7 | 0.49095 | 0.53095 | 0.57495 | 0.62495 | 0.65995 | 0.67795 | 0.41823 | 0.45223 | 0.49023 | 0.52523 | 0.54423 | 0.56323
0.75 | 0.54034 | 0.57534 | 0.61534 | 0.66034 | 0.69284 | 0.70784 | 0.47391 | 0.50391 | 0.53891 | 0.57141 | 0.58891 | 0.60641
0.8 | 0.59546 | 0.62546 | 0.66146 | 0.70146 | 0.73146 | 0.74346 | 0.53712 | 0.56312 | 0.59512 | 0.62512 | 0.64112 | 0.65712
0.85 | 0.65693 | 0.68193 | 0.71393 | 0.74893 | 0.77643 | 0.78543 | 0.60885 | 0.63085 | 0.65985 | 0.68735 | 0.70185 | 0.71635
0.9 | 0.72542 | 0.74542 | 0.77342 | 0.80342 | 0.82842 | 0.83442 | 0.69009 | 0.70809 | 0.73409 | 0.75909 | 0.77209 | 0.78509
0.95 | 0.80156 | 0.81656 | 0.84056 | 0.86556 | 0.88806 | 0.89106 | 0.78181 | 0.79581 | 0.81881 | 0.84131 | 0.85281 | 0.86431
1 | 0.886 | 0.896 | 0.916 | 0.936 | 0.956 | 0.956 | 0.885 | 0.895 | 0.915 | 0.935 | 0.945 | 0.955
| Notes: | For Type B Soils, use the average of coefficients CCD and CA.
When the Runoff Coefficient in above table is < 0, use 0.
When compositing the Runoff Coefficient for different soil types, use the table values above regardless if they are < 0.